## Fire Alarm Device Count
Asset | asset_type | Street | service_line
FCI S3 Series 1st Floor Office Entrance MB# 4871 | alarm | 552 Academy Avenue | AL
Pemall FM200 Server Room - Security | clean_agent_suppression | 552 Academy Avenue | CASUP
#NAME? | extinguisher | 552 Academy Avenue | EXT
Pemall --pgs70 --3 cylinders | gas_station_suppression | 552 Academy Avenue | SUPP
Wet - Garage Riser #1 (North) | sprinkler | 552 Academy Avenue | SP
Pemall FM200 Server Room | clean_agent_suppression | 552 Academy Avenue | CASUP
Extinguishers 15 | extinguisher_group | 552 Academy Avenue | EXT
Q2 11 | alarm_device_group | 552 Academy Avenue | AL
Q3 11 | alarm_device_group | 552 Academy Avenue | AL
Q4 11 | alarm_device_group | 552 Academy Avenue | AL
By FACP MB# 4871 | monitoring_communicator | 552 Academy Avenue | ALMON
2nd Floor- Loft | alarm_secondary_power_supply | 552 Academy Avenue | AL
1st Floor- At FACP | alarm_secondary_power_supply | 552 Academy Avenue | AL
Smoke Detector Q1-1st Floor- At FACP | alarm_device | 552 Academy Avenue | AL
Manual Station Q1-1st Floor- At FACP | alarm_device | 552 Academy Avenue | AL
Smoke Detector Q1-1st Floor- Stairwell By FACP Area | alarm_device | 552 Academy Avenue | AL
Manual Station Q1-1st Floor- Stairwell By FACP Area | alarm_device | 552 Academy Avenue | AL
Smoke Detector Q1-1st Floor- Hallway By Training Academy Office | alarm_device | 552 Academy Avenue | AL
Manual Station Q1-1st Floor- Exit By Large Training Room | alarm_device | 552 Academy Avenue | AL
Smoke Detector Q1-1st Floor- Large Training Room | alarm_device | 552 Academy Avenue | AL
Smoke Detector Q1-1st Floor- Large Training Room | alarm_device | 552 Academy Avenue | AL
Smoke Detector Q1-1st Floor- Large Training Room | alarm_device | 552 Academy Avenue | AL
Smoke Detector Q1-1st Floor- Rear Stairwell By Training Room | alarm_device | 552 Academy Avenue | AL
Manual Station Q2-1st Floor- Rear Stairwell By Training Room | alarm_device | 552 Academy Avenue | AL
Smoke Detector Q2-1st Floor- Hallway Outside Restrooms | alarm_device | 552 Academy Avenue | AL
Smoke Detector Q2-1st Floor- Gym Area | alarm_device | 552 Academy Avenue | AL
Smoke Detector Q2-1st Floor- Garage Storage | alarm_device | 552 Academy Avenue | AL
Manual Station Q2-1st Floor- Garage- Top Of Stairs By Telephone Network Room | alarm_device | 552 Academy Avenue | AL
Smoke Detector Q2-1st Floor- Garage- Telephone Network Room | alarm_device | 552 Academy Avenue | AL
Manual Station Q2- 1st Floor - Garage ( Exit By Caged Electrical Area ) | alarm_device | 552 Academy Avenue | AL
Manual Station Q2-1st Floor- Garage ( Exit By 2 overhead doors ) | alarm_device | 552 Academy Avenue | AL
Manual Station Q2-1st Floor- Garage ( Left Of Break Room ) | alarm_device | 552 Academy Avenue | AL
Smoke Detector Q2-2nd Floor- Garage ( Left Of Break Room ) | alarm_device | 552 Academy Avenue | AL
Heat Detector Q2-1st Floor- Boiler Room | alarm_device | 552 Academy Avenue | AL
Manual Station Q4-1st Floor- Rear Of Garage On Stairs | alarm_device | 552 Academy Avenue | AL
Manual Station Q4-1st Floor- Rear Garage Area (Caged Evidence Section) | alarm_device | 552 Academy Avenue | AL
Smoke Detector Q4-2nd Floor- Loft | alarm_device | 552 Academy Avenue | AL
Manual Station Q4-1st Floor- Stairwell At Bottom Of Loft | alarm_device | 552 Academy Avenue | AL
Hotbox in Parking Lot | control_valve | 552 Academy Avenue | SP
Hotbox in Parking Lot | control_valve | 552 Academy Avenue | SP
Garage Riser #1 | control_valve | 552 Academy Avenue | SP
Garage Riser #1 | control_valve | 552 Academy Avenue | SP
Garage North Wall | control_valve | 552 Academy Avenue | SP
Garage North Wall | control_valve | 552 Academy Avenue | SP
Garage North Wall | control_valve | 552 Academy Avenue | SP
Waterflow Device Garage Riser #1 | sprinkler_alarm_device | 552 Academy Avenue | SP
Waterflow Device Garage Riser #1 | sprinkler_alarm_device | 552 Academy Avenue | SP
Waterflow Device Garage Riser #1 | sprinkler_alarm_device | 552 Academy Avenue | SP
Waterflow Device Garage North Wall | sprinkler_alarm_device | 552 Academy Avenue | SP
Waterflow Device Garage North Wall | sprinkler_alarm_device | 552 Academy Avenue | SP
Wet Garage Riser #2 | sprinkler | 552 Academy Avenue | SP
Garage Riser #2 | control_valve | 552 Academy Avenue | SP
Garage Riser #2 | control_valve | 552 Academy Avenue | SP
Garage West Wall | control_valve | 552 Academy Avenue | SP
Garage West Wall | control_valve | 552 Academy Avenue | SP
Waterflow Device Garage Riser #2 | sprinkler_alarm_device | 552 Academy Avenue | SP
Waterflow Device Garage Riser #2 | sprinkler_alarm_device | 552 Academy Avenue | SP
Waterflow Device Garage West Wall | sprinkler_alarm_device | 552 Academy Avenue | SP
Waterflow Device Garage West Wall | sprinkler_alarm_device | 552 Academy Avenue | SP
1st Floor Office Entrance near FACP | sprinkler_space | 552 Academy Avenue | SP
1st Floor Office Entrance near FACP | sprinkler_space | 552 Academy Avenue | SP
1st Floor Office Entrance near FACP | sprinkler_space | 552 Academy Avenue | SP
1st floor office entrance near FACP | sprinkler_space | 552 Academy Avenue | SP
Ames Colt 200 SF-2107 Hotbox Left Side Entrance to Parking | backflow | 552 Academy Avenue | BF
Annunciators 2nd Floor- Rob Robertâ€™s Room | ancillary_alarm_device | 552 Academy Avenue | AL
Smoke Detector Q4-2nd Floor- Main Stairwell | alarm_device | 552 Academy Avenue | AL
Manual Station Q4-2nd Floor- Main Stairwell | alarm_device | 552 Academy Avenue | AL
Smoke Detector Q4-2nd Floor- Hallway Outside Room #1 | alarm_device | 552 Academy Avenue | AL
Smoke Detector Q4- 2nd Floor- Hallway Outside Room #2 | alarm_device | 552 Academy Avenue | AL
Smoke Detector Q4-2nd Floor- Hallway Outside Information Systems Room | alarm_device | 552 Academy Avenue | AL
Smoke Detector Q4-2nd Floor- Hallway Outside Room #3 | alarm_device | 552 Academy Avenue | AL
Heat Detector Q4-2nd Floor- Squad 6 Room | alarm_device | 552 Academy Avenue | AL
Smoke Detector Q3-2nd Floor- Hallway Outside Squad 6 Room | alarm_device | 552 Academy Avenue | AL
Smoke Detector Q3-2nd Floor- Hallway Outside Center Stairwell | alarm_device | 552 Academy Avenue | AL
Manual Station Q3-2nd Floor- Hallway Outside Center Stairwell | alarm_device | 552 Academy Avenue | AL
Smoke Detector Q3-2nd Floor- Center Stairwell | alarm_device | 552 Academy Avenue | AL
Smoke Detector Q3-2nd Floor- Hallway Outside Restroom | alarm_device | 552 Academy Avenue | AL
Smoke Detector Q3-2nd Floor- Room #207 | alarm_device | 552 Academy Avenue | AL
Smoke Detector Q3-2nd Floor- Rob Robertâ€™s Room ( Use Magnet- Agent Release Room ) | alarm_device | 552 Academy Avenue | AL
Smoke Detector Q3-2nd Floor- Cubicle Area | alarm_device | 552 Academy Avenue | AL
Smoke Detector Q3-2nd Floor- Cubicle Area | alarm_device | 552 Academy Avenue | AL
Smoke Detector Q3-2nd Floor- Stairwell | alarm_device | 552 Academy Avenue | AL
Manual Station Q3-2nd Floor- Stairwell | alarm_device | 552 Academy Avenue | AL
N/A | fire_department_connection | 552 Academy Avenue | SP
10 lb. ABC 1. Garage column near shutter door | extinguisher | 552 Academy Avenue | EXT
10 lb. ABC 2. Garage beam near shutter door | extinguisher | 552 Academy Avenue | EXT
5 lb. ABC 3. Garage column near shutter door | extinguisher | 552 Academy Avenue | EXT
5 lb. ABC 4. Garage column near cages | extinguisher | 552 Academy Avenue | EXT
10 lb. ABC 5. Garage column near sprinkler pipe | extinguisher | 552 Academy Avenue | EXT
10 lb. ABC 6. Garage column near rear cages | extinguisher | 552 Academy Avenue | EXT
5 lb. Halotron 7. Garage side stairs Server room | extinguisher | 552 Academy Avenue | EXT
10 lb. ABC 8. Garage column near rear cages | extinguisher | 552 Academy Avenue | EXT
5 lb. ABC 9. Near tool shed | extinguisher | 552 Academy Avenue | EXT
5 lb. ABC 10. Storage cage column | extinguisher | 552 Academy Avenue | EXT
20 lb. ABC 11. Boiler room | extinguisher | 552 Academy Avenue | EXT
10 lb. ABC 12. Garage column near office stairs | extinguisher | 552 Academy Avenue | EXT
5 lb. ABC 13. Garage column near lockers | extinguisher | 552 Academy Avenue | EXT
5 lb. ABC 14. Rear hallway | extinguisher | 552 Academy Avenue | EXT
5 lb. ABC 15. Tool room | extinguisher | 552 Academy Avenue | EXT
Ansul -r102 -3 gallon | kitchen_fire_suppression | 325 Washington Street | KISUP
Ansul R102 3gal | kitchen_fire_suppression | 325 Washington Street | KISUP
ABC | extinguisher | 325 Washington Street | EXT
Building 68 | extinguisher_group | 325 Washington Street | EXT
10 lb. ABC 3rd floor police entry | extinguisher | 325 Washington Street | EXT
10 lb. ABC by P330 | extinguisher | 325 Washington Street | EXT
10 lb. ABC by P305 | extinguisher | 325 Washington Street | EXT
10 lb. ABC detective unit entry | extinguisher | 325 Washington Street | EXT
10 lb. ABC " " break rm | extinguisher | 325 Washington Street | EXT
10 lb. ABC by P365 | extinguisher | 325 Washington Street | EXT
10 lb. ABC in P393 | extinguisher | 325 Washington Street | EXT
10 lb. ABC detective cell block | extinguisher | 325 Washington Street | EXT
10 lb. ABC by P384 | extinguisher | 325 Washington Street | EXT
10 lb. ABC Admin Division break rm | extinguisher | 325 Washington Street | EXT
10 lb. ABC by C320 | extinguisher | 325 Washington Street | EXT
10 lb. ABC by C314 | extinguisher | 325 Washington Street | EXT
10 lb. ABC 3rd floor fire entry | extinguisher | 325 Washington Street | EXT
10 lb. ABC by F322 | extinguisher | 325 Washington Street | EXT
10 lb. ABC 3rd floor Fire break rm | extinguisher | 325 Washington Street | EXT
10 lb. ABC by F238 | extinguisher | 325 Washington Street | EXT
10 lb. ABC by F303 | extinguisher | 325 Washington Street | EXT
10 lb. ABC by F316 | extinguisher | 325 Washington Street | EXT
10 lb. ABC stairway F319 | extinguisher | 325 Washington Street | EXT
10 lb. ABC by C210 | extinguisher | 325 Washington Street | EXT
10 lb. ABC police 2nd floor entry | extinguisher | 325 Washington Street | EXT
10 lb. ABC police computer rm | extinguisher | 325 Washington Street | EXT
10 lb. ABC by P260 | extinguisher | 325 Washington Street | EXT
10 lb. ABC by P272 | extinguisher | 325 Washington Street | EXT
10 lb. ABC by P206 | extinguisher | 325 Washington Street | EXT
10 lb. ABC by P252 | extinguisher | 325 Washington Street | EXT
10 lb. ABC evidence | extinguisher | 325 Washington Street | EXT
10 lb. ABC in 260 | extinguisher | 325 Washington Street | EXT
10 lb. ABC cell block female | extinguisher | 325 Washington Street | EXT
10 lb. ABC cell block male | extinguisher | 325 Washington Street | EXT
10 lb. ABC by P218 | extinguisher | 325 Washington Street | EXT
10 lb. ABC by P227 | extinguisher | 325 Washington Street | EXT
10 lb. ABC by C220 rear | extinguisher | 325 Washington Street | EXT
10 lb. ABC by housing court clerk office | extinguisher | 325 Washington Street | EXT
10 lb. ABC by C203 | extinguisher | 325 Washington Street | EXT
10 lb. ABC by C130 | extinguisher | 325 Washington Street | EXT
10 lb. ABC municipal court office | extinguisher | 325 Washington Street | EXT
10 lb. ABC municipal court rear | extinguisher | 325 Washington Street | EXT
10 lb. ABC by security | extinguisher | 325 Washington Street | EXT
10 lb. ABC by security | extinguisher | 325 Washington Street | EXT
10 lb. ABC police entry 1st floor | extinguisher | 325 Washington Street | EXT
10 lb. ABC auditorium | extinguisher | 325 Washington Street | EXT
10 lb. ABC " | extinguisher | 325 Washington Street | EXT
10 lb. ABC by P119 | extinguisher | 325 Washington Street | EXT
10 lb. ABC by P122 | extinguisher | 325 Washington Street | EXT
10 lb. ABC in P170 | extinguisher | 325 Washington Street | EXT
10 lb. ABC by P131 | extinguisher | 325 Washington Street | EXT
10 lb. ABC BCI | extinguisher | 325 Washington Street | EXT
10 lb. ABC by P151 | extinguisher | 325 Washington Street | EXT
10 lb. ABC In gym | extinguisher | 325 Washington Street | EXT
10 lb. ABC women's locker rm | extinguisher | 325 Washington Street | EXT
10 lb. ABC Police Garage | extinguisher | 325 Washington Street | EXT
10 lb. ABC " " by motorcycle garage | extinguisher | 325 Washington Street | EXT
10 lb. ABC " " | extinguisher | 325 Washington Street | EXT
10 lb. ABC " " | extinguisher | 325 Washington Street | EXT
10 lb. ABC " " | extinguisher | 325 Washington Street | EXT
10 lb. ABC double elevator machine rm | extinguisher | 325 Washington Street | EXT
10 lb. ABC police garage | extinguisher | 325 Washington Street | EXT
10 lb. ABC single elevator machine rm | extinguisher | 325 Washington Street | EXT
10 lb. ABC by B22 | extinguisher | 325 Washington Street | EXT
10 lb. ABC by B20 | extinguisher | 325 Washington Street | EXT
10 lb. ABC by F237 | extinguisher | 325 Washington Street | EXT
10 lb. ABC by F235 | extinguisher | 325 Washington Street | EXT
10 lb. ABC by F228 | extinguisher | 325 Washington Street | EXT
10 lb. ABC by living rm | extinguisher | 325 Washington Street | EXT
10 lb. ABC by F214 | extinguisher | 325 Washington Street | EXT
10 lb. ABC firefighter garage by stair | extinguisher | 325 Washington Street | EXT
10 lb. ABC firefighter garage | extinguisher | 325 Washington Street | EXT
10 lb. ABC " " | extinguisher | 325 Washington Street | EXT
10 lb. ABC by F113 | extinguisher | 325 Washington Street | EXT
10 lb. ABC firefighter garage side entry | extinguisher | 325 Washington Street | EXT
10 lb. ABC police motorcycle garage | extinguisher | 325 Washington Street | EXT
10 lb. ABC by F328 | extinguisher | 325 Washington Street | EXT
10 lb. ABC Municipal Court entrance | extinguisher | 325 Washington Street | EXT
Ansul R-102 3 Gal Fire Station | kitchen_fire_suppression | 325 Washington Street | KISUP
Simplex 4100 Front entrance room C101 & Q1 Gamewell Master Box#1914 | alarm | 325 Washington Street | AL
Wet Fire Department Apparatus Mechanical Room | sprinkler | 325 Washington Street | SP
Sterling 5AEF8NG Eligible Lower Level Apparatus Mechanical Room | fire_pump | 325 Washington Street | FPUMP
1st Floor- Room C101 ( Fire Control ) Gamewell Master Box#1914 | monitoring_communicator | 325 Washington Street | ALMON
Annunciators Dispatcher Area | ancillary_alarm_device | 325 Washington Street | AL
Smoke Detector Q4-3rd Floor- Elevator Lobby | alarm_device | 325 Washington Street | AL
Manual Station Q4-3rd Floor- Elevator Lobby | alarm_device | 325 Washington Street | AL
Smoke Detector Q4-3rd Floor- Hallway Outside Room P380 | alarm_device | 325 Washington Street | AL
Smoke Detector Q4-3rd Floor- Hallway Outside Room P325 | alarm_device | 325 Washington Street | AL
Smoke Detector Q4-3rd Floor- Hallway Outside Restricted Access Area | alarm_device | 325 Washington Street | AL
Smoke Detector Q4-3rd Floor- Hallway Outside Room P330 | alarm_device | 325 Washington Street | AL
Smoke Detector Q4-3rd Floor- Hallway Outside Room P393 | alarm_device | 325 Washington Street | AL
Smoke Detector Q4-3rd Floor Inside Stairwell By P305 | alarm_device | 325 Washington Street | AL
Manual Station Q4-3rd Floor- Hallway Outside Stairwell By Room P305 | alarm_device | 325 Washington Street | AL
Smoke Detector Q4-3rd Floor- Waiting Area Outside Sally Port # P30 | alarm_device | 325 Washington Street | AL
Smoke Detector Q4-3rd Floor- Hallway Outside Stairwell By Room P305 | alarm_device | 325 Washington Street | AL
Smoke Detector Q4-3rd Floor- Hallway Outside Sally Port P306 | alarm_device | 325 Washington Street | AL
Heat Detector Q4-3rd Floor- Kitchen Across From P358 | alarm_device | 325 Washington Street | AL
Smoke Detector Q4-3rd Floor- Hallway Outside Room P358 | alarm_device | 325 Washington Street | AL
Smoke Detector Q4-3rd Floor- Hallway Outside Room P361 | alarm_device | 325 Washington Street | AL
Smoke Detector Q4-3rd Floor- Hallway Outside P364 | alarm_device | 325 Washington Street | AL
Heat Detector Q4-3rd Floor- Room P335 ( Closet ) | alarm_device | 325 Washington Street | AL
Duct Detector Q4-3rd Floor- Room# P393 ( On Ceiling ) | alarm_device | 325 Washington Street | AL
Heat Detector Q4-3rd Floor- Room P388 ( Storage Closet P392 ) | alarm_device | 325 Washington Street | AL
Heat Detector Q4-3rd Floor- Room P380 ( Kitchen ) | alarm_device | 325 Washington Street | AL
Heat Detector Q4-3rd Floor-Room P380 ( Storage By Kitchen ) | alarm_device | 325 Washington Street | AL
Heat Detector Q4-3rd Floor- Room P310 Chiefâ€™s Office( Closet P312 ) | alarm_device | 325 Washington Street | AL
Heat Detector Q4-3rd Floor- Room P310 ( Kitchen ) | alarm_device | 325 Washington Street | AL
Heat Detector Q4-3rd Floor- Room P320 ( Storage Closet P321 ) | alarm_device | 325 Washington Street | AL
Beam Detector Q4-3rd Floor - Open Area | alarm_device | 325 Washington Street | AL
Manual Station Q4-3rd Floor- Open Area | alarm_device | 325 Washington Street | AL
Smoke Detector Q4-3rd Floor- Inside Emergency Exit Stairwell At Open Area | alarm_device | 325 Washington Street | AL
Smoke Detector Q4-3rd Floor- Lobby Outside Room C301 | alarm_device | 325 Washington Street | AL
Smoke Detector Q4-3rd Floor- Stairwell By Lobby | alarm_device | 325 Washington Street | AL
Manual Station Q4-3rd Floor- Lobby At Stairwell | alarm_device | 325 Washington Street | AL
Manual Station Q4-3rd Floor- Stairwell At Vending Machine | alarm_device | 325 Washington Street | AL
Smoke Detector Q4-3rd Floor- Inside Stairwell By Vending Machine | alarm_device | 325 Washington Street | AL
Smoke Detector Q4-3rd Floor- Hallway Outside Commissioners Office | alarm_device | 325 Washington Street | AL
Smoke Detector Q4-3rd Floor- Kitchen By Room C318 | alarm_device | 325 Washington Street | AL
Heat Detector Q4-3rd Floor- Storage Closet C319 | alarm_device | 325 Washington Street | AL
Smoke Detector Q4-3rd Floor- Hallway Outside Room C320 | alarm_device | 325 Washington Street | AL
Smoke Detector Q4-3rd Floor- Hallway Outside Room C314 | alarm_device | 325 Washington Street | AL
Manual Station Q4-3rd Floor- Room F300 ( At Stairwell ) | alarm_device | 325 Washington Street | AL
Smoke Detector Q4-3rd Floor- Room F321 ( By Room F322 ) | alarm_device | 325 Washington Street | AL
Smoke Detector Q3-3rd Floor- Room F321 ( By Womenâ€™s Room ) | alarm_device | 325 Washington Street | AL
Smoke Detector Q3-3rd Floor- Room F321 ( Hallway Outside Room F324 ) | alarm_device | 325 Washington Street | AL
Smoke Detector Q3-3rd Floor- Room F321 ( Hallway Outside Room F327 ) | alarm_device | 325 Washington Street | AL
Smoke Detector Q3-3rd Floor- Room F321 ( Hallway Outside Room F329 ) | alarm_device | 325 Washington Street | AL
Manual Station Q3-3rd Floor- Hallway At Back Of Room F321 | alarm_device | 325 Washington Street | AL
Heat Detector Q3-3rd Floor- Room F321 ( Storage Closet F341 ) | alarm_device | 325 Washington Street | AL
Smoke Detector Q3-3rd Floor- Stairwell At Rear Of F321 | alarm_device | 325 Washington Street | AL
Heat Detector Q3-3rd Floor- Room F321 ( Storage Closet F333 ) | alarm_device | 325 Washington Street | AL
Smoke Detector Q3-3rd Floor- Fire Administration Hallway Storage Closet F302 | alarm_device | 325 Washington Street | AL
Smoke Detector Q3-3rd Floor-Fire Administration- At Desk | alarm_device | 325 Washington Street | AL
Heat Detector Q3-3rd Floor- Fire Administration-Storage Closet F306 | alarm_device | 325 Washington Street | AL
Heat Detector Q3-3rd Floor- Fire Administration- Storage Closet F305 | alarm_device | 325 Washington Street | AL
Heat Detector Q3-3rd Floor- Fire Administration- Storage Closet F304 | alarm_device | 325 Washington Street | AL
Smoke Detector Q3-3rd Floor- Fire Administration- Hallway Outside Room F311 | alarm_device | 325 Washington Street | AL
Heat Detector Q3-3rd Floor- Fire Administration- Closet Across From Room F311 | alarm_device | 325 Washington Street | AL
Heat Detector Q3-3rd Floor- Fire Administration- Kitchen | alarm_device | 325 Washington Street | AL
Smoke Detector Q3-3rd Floor- Fire Administration- Hallway Outside Room F316 | alarm_device | 325 Washington Street | AL
Smoke Detector Q3-3rd Floor- Fire Administration- Hallway Outside Room F319 | alarm_device | 325 Washington Street | AL
Heat Detector Q3-3rd Floor- Fire Administration- Electrical Closet F303 | alarm_device | 325 Washington Street | AL
Heat Detector Q3-3rd Floor- Fire Administration- Storage Closet F302 | alarm_device | 325 Washington Street | AL
Heat Detector Q3-3rd Floor- Room P304 ( Electric Room ) | alarm_device | 325 Washington Street | AL
Heat Detector Q3-3rd Floor- Room P305 ( Telephone ) | alarm_device | 325 Washington Street | AL
Heat Detector Q3-3rd Floor-Room 301 ( Custodian Closet ) | alarm_device | 325 Washington Street | AL
Heat Detector Q3-3rd Floor- Room C320 | alarm_device | 325 Washington Street | AL
Heat Detector Q3-3rd Floor- Fire Administration- Room F314 | alarm_device | 325 Washington Street | AL
Smoke Detector Q3-2nd Floor- Elevator Lobby | alarm_device | 325 Washington Street | AL
Manual Station Q3-2nd Floor- Elevator Lobby | alarm_device | 325 Washington Street | AL
Smoke Detector Q3-2nd Floor- Hallway Outside Room P280 | alarm_device | 325 Washington Street | AL
Smoke Detector Q3-2nd Floor- Hallway Outside Room P222 | alarm_device | 325 Washington Street | AL
Smoke Detector Q3-2nd Floor- Hallway Outside Room P260 | alarm_device | 325 Washington Street | AL
Smoke Detector Q3-2nd Floor- Hallway At Restricted Access Doors | alarm_device | 325 Washington Street | AL
Manual Station Q3-2nd Floor - Hallway Outside Room P205 | alarm_device | 325 Washington Street | AL
Manual Station Q3-2nd Floor- Open Area | alarm_device | 325 Washington Street | AL
Smoke Detector Q3-2nd Floor- Lobby Outside Room C201 | alarm_device | 325 Washington Street | AL
Manual Station Q3-2nd Floor- Lobby At Housing Court | alarm_device | 325 Washington Street | AL
Heat Detector Q3-2nd Floor- Room C210 ( File Room ) | alarm_device | 325 Washington Street | AL
Smoke Detector Q3-2nd Floor- Room C220 ( At Stairwell By Room C217 ) | alarm_device | 325 Washington Street | AL
Heat Detector Q3-2nd Floor- Room C222 ( Above Desk ) | alarm_device | 325 Washington Street | AL
Heat Detector Q3-2nd Floor- Room C222 ( By Teller Window ) | alarm_device | 325 Washington Street | AL
Waterflow Device Lower Level Apparatus Fire Pump Room | sprinkler_alarm_device | 325 Washington Street | SP
Dry Fire station mech room | sprinkler | 325 Washington Street | SP
In garage Drum Drip | auxiliary_drain | 325 Washington Street | SP
Dry Police garage boiler room | sprinkler | 325 Washington Street | SP
In garage Drum Drip | auxiliary_drain | 325 Washington Street | SP
Pre-action In room 201 | sprinkler | 325 Washington Street | SP
Pressure Switch In cabinet | sprinkler_alarm_device | 325 Washington Street | SP
At cabinet Dry Valve Trim Piping | auxiliary_drain | 325 Washington Street | SP
Automatic Wet Center stair fire side | stand_pipe | 325 Washington Street | SPIPE
Automatic Wet Center stair police side | stand_pipe | 325 Washington Street | SPIPE
Automatic Wet Police side rear | stand_pipe | 325 Washington Street | SPIPE
Gast 6LCF 13 M616X | compressor | 325 Washington Street | CCTRL
Gast 6LCF 13 M616X | compressor | 325 Washington Street | CCTRL
Exterior of building left of apparatus bay | fire_department_connection | 325 Washington Street | SP
Febco DN200 Unknown Fire Department Apparatus Mechanical Room | backflow | 325 Washington Street | BF
Q2 42 | alarm_device_group | 325 Washington Street | AL
Q3 39 | alarm_device_group | 325 Washington Street | AL
Q4 50 | alarm_device_group | 325 Washington Street | AL
Room C101 Fire Control Room Simplex | sub_panel | 325 Washington Street | AL
2nd Floor- Room P204 Electrical Room | alarm_secondary_power_supply | 325 Washington Street | AL
2nd Floor- Room F206 Electrical Room | alarm_secondary_power_supply | 325 Washington Street | AL
1st Floor- P104 Electrical Room | alarm_secondary_power_supply | 325 Washington Street | AL
Heat Detector Q1-2nd Floor- Room P204 Electrical Room | alarm_device | 325 Washington Street | AL
Heat Detector Q1-2nd Floor- Room P205 Telephone Room | alarm_device | 325 Washington Street | AL
Heat Detector Q1-2nd Floor- Room C201 Custodian Room | alarm_device | 325 Washington Street | AL
Heat Detector Q1-2nd Floor- Room C203 By Vending Machines | alarm_device | 325 Washington Street | AL
Heat Detector Q1-2nd Floor- Room F206 Electrical Room | alarm_device | 325 Washington Street | AL
Heat Detector Q1-2nd Floor- Phone Closet ( Across From F206 Electrical ) | alarm_device | 325 Washington Street | AL
Heat Detector Q1-2nd Floor- F204 Storage Closet | alarm_device | 325 Washington Street | AL
Heat Detector Q1-2nd Floor F205 CB Storage | alarm_device | 325 Washington Street | AL
Heat Detector Q1-2nd Floor- Closet Across From Room F214 | alarm_device | 325 Washington Street | AL
Heat Detector Q1-2nd Floor- F218 Supply Storage | alarm_device | 325 Washington Street | AL
Manual Station Q1-2nd Floor- Hallway Outside Room F240 | alarm_device | 325 Washington Street | AL
Smoke Detector Q1-2nd Floor-Hallway Outside Room F240 | alarm_device | 325 Washington Street | AL
Heat Detector Q1-2nd Floor- F201 Storage | alarm_device | 325 Washington Street | AL
Smoke Detector Q1-2nd Floor- Hallway Outside Room F206 Electrical Room | alarm_device | 325 Washington Street | AL
Smoke Detector Q1-2nd Floor Hallway Outside Room F205 CB Storage | alarm_device | 325 Washington Street | AL
Smoke Detector Q1-2nd Floor- Hallway Outside Room F214 | alarm_device | 325 Washington Street | AL
Smoke Detector Q1-2nd Floor- Hallway Outside Room F217 Study | alarm_device | 325 Washington Street | AL
Smoke Detector Q1-2nd Floor- Hallway Outside Room F219 | alarm_device | 325 Washington Street | AL
Manual Station Q1-2nd Floor- Hallway Outside Lounge & Stairwell | alarm_device | 325 Washington Street | AL
Smoke Detector Q1-2nd Floor- Lounge Area | alarm_device | 325 Washington Street | AL
Smoke Detector Q1-2nd Floor-Hallway Outside Room F225 | alarm_device | 325 Washington Street | AL
Heat Detector Q1-2nd Floor- Kitchen ( Dome Style - FT ) | alarm_device | 325 Washington Street | AL
Heat Detector Q1-2nd Floor- F230 Pantry | alarm_device | 325 Washington Street | AL
Heat Detector Q1-2nd Floor- F231 Laundry | alarm_device | 325 Washington Street | AL
Heat Detector Q1-2nd Floor- F232 Linen Storage ( Dome Style- FT ) | alarm_device | 325 Washington Street | AL
Smoke Detector Q1-2nd Floor- Hallway Outside F236 | alarm_device | 325 Washington Street | AL
Heat Detector Q1-2nd Floor- Closet By Room C220 | alarm_device | 325 Washington Street | AL
Heat Detector Q1-1st Floor- P106 Custodian Closet | alarm_device | 325 Washington Street | AL
Smoke Detector Q1-1st Floor- Hallway Outside Room P106 Custodian Closet | alarm_device | 325 Washington Street | AL
Smoke Detector Q1-1st Floor- Hallway Outside Room P141 Exercise Room | alarm_device | 325 Washington Street | AL
Manual Station Q1-1st Floor- Exercise Room P141 | alarm_device | 325 Washington Street | AL
Heat Detector Q1-1st Floor- Exercise Room P141- Locker Room Area | alarm_device | 325 Washington Street | AL
Manual Station Q1-1st Floor- Hallway Outside Room P151 Roll Call Room | alarm_device | 325 Washington Street | AL
Smoke Detector Q1-1st Floor- Hallway Outside Room P151 Roll Call Room | alarm_device | 325 Washington Street | AL
Smoke Detector Q1-1st Floor- Hallway Outside Room P151 Roll Call Room & Vending Machines | alarm_device | 325 Washington Street | AL
Smoke Detector Q1-1st Floor- Hallway Outside Room P152 Community Engagement | alarm_device | 325 Washington Street | AL
Manual Station Q1-1st Floor- Hallway Outside Room P152/Community Engagement | alarm_device | 325 Washington Street | AL
Smoke Detector Q1-1st Floor- Hallway Outside Room P104 Electrical Room | alarm_device | 325 Washington Street | AL
Heat Detector Q1-1st Floor- Room P104 Electrical Room | alarm_device | 325 Washington Street | AL
Heat Detector Q1-1st Floor- Room P103- Telephone Room | alarm_device | 325 Washington Street | AL
Smoke Detector Q1-1st Floor- Hallway Outside Records | alarm_device | 325 Washington Street | AL
Heat Detector Q1-1st Floor- Room C112 Projection Room ( Thru Room C111 ) | alarm_device | 325 Washington Street | AL
Smoke Detector Q2-1st Floor- Hallway Outside Room P110 Patrol Bureau | alarm_device | 325 Washington Street | AL
Manual Station Q2-1st Floor- Hallway Outside Elevator | alarm_device | 325 Washington Street | AL
Smoke Detector Q2-1st Floor- Hallway Outside Elevator | alarm_device | 325 Washington Street | AL
Manual Station Q2-1st Floor- Auditorium Room C107- Main Entrance | alarm_device | 325 Washington Street | AL
Manual Station Q2-1st Floor- Auditorium Room C107 ( Left Side ) | alarm_device | 325 Washington Street | AL
Manual Station Q2-1st Floor- Auditorium Room C107 ( Right Side ) | alarm_device | 325 Washington Street | AL
Manual Station Q2-1st Floor- Exit Thru Auditorium Room C107 | alarm_device | 325 Washington Street | AL
Manual Station Q2-1st Floor- Main Lobby By Rear Exit | alarm_device | 325 Washington Street | AL
Manual Station Q2-1st Floor- Main Lobby By C101 Fire Control Room | alarm_device | 325 Washington Street | AL
Heat Detector Q2-1st Floor- Room C101 Fire Control Room | alarm_device | 325 Washington Street | AL
Smoke Detector Q2-1st Floor- Main Lobby By Room C102 | alarm_device | 325 Washington Street | AL
Smoke Detector Q2-1st Floor- Hallway Outside Municipal Court Room C130 | alarm_device | 325 Washington Street | AL
Manual Station Q2-1st Floor- Exit Thru Municipal Court Clerk Room By Room C124 | alarm_device | 325 Washington Street | AL
Heat Detector Q2-1st Floor- Room C102 Custodian Closet C102 | alarm_device | 325 Washington Street | AL
Manual Station Q2-1st Floor- Stairwell Outside F.D. Garage By Front Of Bldg | alarm_device | 325 Washington Street | AL
Manual Station Q2-1st Floor- Stairwell By F.D. Garage Doors | alarm_device | 325 Washington Street | AL
Manual Station Q2-1st Floor- Entrance By F102 & Left Of Garage Area | alarm_device | 325 Washington Street | AL
Waterflow Device Lower Level Apparatus Mechanical | sprinkler_alarm_device | 325 Washington Street | SP
Waterflow Device Second Floor Stairwell Annex to Fire Department | sprinkler_alarm_device | 325 Washington Street | SP
Waterflow Device Second Floor Annex to Fire Department | sprinkler_alarm_device | 325 Washington Street | SP
Pre-action Second Floor Police Department Room P280 | sprinkler | 325 Washington Street | SP
Pressure Switch Second Floor Police Room P 280 | sprinkler_alarm_device | 325 Washington Street | SP
Low Air Switch Second Floor Police Room P280 | sprinkler_alarm_device | 325 Washington Street | SP
Second Floor Police Room P280 Dry Valve Trim Piping | auxiliary_drain | 325 Washington Street | SP
Pre-action Second Floor Custodian Closer Room C201 | sprinkler | 325 Washington Street | SP
Pressure Switch Second Floor Custodian Room C201 | sprinkler_alarm_device | 325 Washington Street | SP
Low Air Switch Second Floor Custodian Room C201 | sprinkler_alarm_device | 325 Washington Street | SP
Second Floor Custodian Room C201 Dry Valve Trim Piping | auxiliary_drain | 325 Washington Street | SP
Dry Fire Department Apparatus Mechanical Room | sprinkler | 325 Washington Street | SP
Pressure Switch Lower Level Apparatus Mechanical Room | sprinkler_alarm_device | 325 Washington Street | SP
Low Air Switch Lower Level Apparatus Mechanical Room | sprinkler_alarm_device | 325 Washington Street | SP
Lower Level Apparatus Mechanical Room Dry Valve Trim Piping | auxiliary_drain | 325 Washington Street | SP
Dry Lower Level Sally Port Water Supply Room B25 | sprinkler | 325 Washington Street | SP
Pressure Switch Lower Level Sally Port | sprinkler_alarm_device | 325 Washington Street | SP
Low Air Switch Lower Level Sally Port | sprinkler_alarm_device | 325 Washington Street | SP
Lower Level Sally Port Dry Valve Trim Piping | auxiliary_drain | 325 Washington Street | SP
Lower Level Sally Port Stock Room Door Drum Drip | auxiliary_drain | 325 Washington Street | SP
Gast SA55NXGTE-4870 | compressor | 325 Washington Street | CCTRL
Gast SA55NXGTE-4870 | compressor | 325 Washington Street | CCTRL
Gast BLCF-13-M616X | compressor | 325 Washington Street | CCTRL
Heat Detector Q2-1st Floor- FD- Garage Fitness Room | alarm_device | 325 Washington Street | AL
Heat Detector Q2-1st Floor- F107 Garage Fire Pump Room | alarm_device | 325 Washington Street | AL
Heat Detector Q2-1st Floor- F109 Garage Custodian Closet | alarm_device | 325 Washington Street | AL
Heat Detector Q2-1st Floor- Garage F111= Equipment Closet | alarm_device | 325 Washington Street | AL
Heat Detector Q2-1st Floor- Garage-By Center Stairwell | alarm_device | 325 Washington Street | AL
Heat Detector Q2-1st Floor- Garage- Outside F112 Turn Out Gear | alarm_device | 325 Washington Street | AL
Heat Detector Q2-1st Floor- Garage Bay | alarm_device | 325 Washington Street | AL
Heat Detector Q2-1st Floor- Garage- F119 Storage | alarm_device | 325 Washington Street | AL
Heat Detector Q2-1st Floor- Garage- F118 Storage | alarm_device | 325 Washington Street | AL
Heat Detector Q2-1st Floor- Garage- F117 Storage | alarm_device | 325 Washington Street | AL
Duct Detector Q2-1st Floor- Garage | alarm_device | 325 Washington Street | AL
Heat Detector Q2-1st Floor- Garage- F116 Storage | alarm_device | 325 Washington Street | AL
Heat Detector Q2-1st Floor- Garage- F115 Telephone Room | alarm_device | 325 Washington Street | AL
Duct Detector Q2-1st Floor- Garage | alarm_device | 325 Washington Street | AL
Heat Detector Q2-1st Floor- Garage Bay 1 ( Middle ) | alarm_device | 325 Washington Street | AL
Heat Detector Q2-1st Floor- Garage Bay1 (Front ) | alarm_device | 325 Washington Street | AL
Heat Detector Q2-1st Floor- Garage- F113 Electrical Room | alarm_device | 325 Washington Street | AL
Heat Detector Q2-1st Floor- Garage- F114 Storage | alarm_device | 325 Washington Street | AL
Manual Station Q2-Basement- Garage By Overhead | alarm_device | 325 Washington Street | AL
Heat Detector Q2-Basement- Garage | alarm_device | 325 Washington Street | AL
Smoke Detector Q2-Basement- Garage- At Elevator | alarm_device | 325 Washington Street | AL
Heat Detector Q2-Basement- Garage- Elevator Machine Room B17 | alarm_device | 325 Washington Street | AL
Manual Station Q2-Basement- Sally Port | alarm_device | 325 Washington Street | AL
Smoke Detector Q2-3rd Floor- Sally Port | alarm_device | 325 Washington Street | AL
Outside on the right side of building | control_valve | 325 Washington Street | SP
Sprinkler Room | control_valve | 325 Washington Street | SP
Sprinkler Room | control_valve | 325 Washington Street | SP
Sprinkler Room | control_valve | 325 Washington Street | SP
Sprinkler Room | control_valve | 325 Washington Street | SP
Sprinkler Room | control_valve | 325 Washington Street | SP
Sprinkler Room | control_valve | 325 Washington Street | SP
Sprinkler Room | control_valve | 325 Washington Street | SP
Outside of stairwell FD side | control_valve | 325 Washington Street | SP
Second stairwell next to storage room 201 | control_valve | 325 Washington Street | SP
Second stairwell next to storage room 201 | control_valve | 325 Washington Street | SP
3rd Floor Stairwell FD Side | control_valve | 325 Washington Street | SP
Pocket side room B25 | control_valve | 325 Washington Street | SP
Waterflow Device Out side stairwell | sprinkler_alarm_device | 325 Washington Street | SP
Waterflow Device FD stairwell 3rd Floor | sprinkler_alarm_device | 325 Washington Street | SP
Police side Room P280 | control_valve | 325 Washington Street | SP
Second Floor Room 201C Custodial Closet | control_valve | 325 Washington Street | SP
In Sprinkler Room | control_valve | 325 Washington Street | SP
Sally Port Mechanical Room | control_valve | 325 Washington Street | SP
Heat Detector Q4- Garage- Elevator Machine Room | alarm_device | 325 Washington Street | AL
Smoke Detector Q4- Basement- Elevator Lobby | alarm_device | 325 Washington Street | AL
Heat Detector Q4- Basement- Fire Dept Storage | alarm_device | 325 Washington Street | AL
Heat Detector Q4-Garage- Fire Dept Storage By Exit | alarm_device | 325 Washington Street | AL
Manual Station Q4- Garage- Exit By Garage Door | alarm_device | 325 Washington Street | AL
Smoke Detector Q4- Garage- Hallway Outside Room B26 | alarm_device | 325 Washington Street | AL
Smoke Detector Q4- Garage- Hallway Across From Womens Room | alarm_device | 325 Washington Street | AL
Smoke Detector Q4- Garage- Hallway Outside Room B20 | alarm_device | 325 Washington Street | AL
Smoke Detector Q4- 1st Floor- Sally Port | alarm_device | 325 Washington Street | AL
Smoke Detector Q4- 2nd Floor- Sally Port | alarm_device | 325 Washington Street | AL
Smoke Detector Q4- 3rd Floor- Sally Port | alarm_device | 325 Washington Street | AL
Auditorium 2 | extinguisher_group | 325 Washington Street | EXT
10 lb. ABC Left of entrance | extinguisher | 325 Washington Street | EXT
10 lb. ABC Right of entrance | extinguisher | 325 Washington Street | EXT
Court room 2 | extinguisher_group | 325 Washington Street | EXT
10 lb. ABC Side entrance through office | extinguisher | 325 Washington Street | EXT
10 lb. ABC Main entrance wooden cabinet | extinguisher | 325 Washington Street | EXT
Second Floor Room P280 0 | release_panel | 325 Washington Street | SUPP
Second Floor Room C201 0 | release_panel | 325 Washington Street | SUPP
Smoke Detector Q2- Hallway Outside Information Window | alarm_device | 325 Washington Street | AL
Wet Center stair fire side | stand_pipe | 325 Washington Street | SPIPE
Automatic Dry Center stair police side | stand_pipe | 325 Washington Street | SPIPE
Wet Police side rear | stand_pipe | 325 Washington Street | SPIPE
Wet Center stair fire side | stand_pipe | 325 Washington Street | SPIPE
Wet Center stair police side | stand_pipe | 325 Washington Street | SPIPE
Wet Police side rear | stand_pipe | 325 Washington Street | SPIPE
Wet Center stair fire side | stand_pipe | 325 Washington Street | SPIPE
Wet Center stair police side | stand_pipe | 325 Washington Street | SPIPE
Wet Police side rear | stand_pipe | 325 Washington Street | SPIPE
2nd floor police storage p280 System sensor | sub_panel | 325 Washington Street | AL
Antifreeze Loop System | antifreeze_loop | 325 Washington Street | SP
Sprinkler room | control_valve | 325 Washington Street | SP
Sprinkler room | control_valve | 325 Washington Street | SP
Watts 007M3QT DC 273077 Fire Department Apparatus Mechanical Room | backflow | 325 Washington Street | BF
Storage Closet Front Rear Corner Inspectors Test | auxiliary_drain | 325 Washington Street | SP
Across From Fire Pump Room Drum Drip | auxiliary_drain | 325 Washington Street | SP
Alarm System | alarm | 325 Washington Street | AL
Police stairwell | control_valve | 325 Washington Street | SP
Police stairwell | control_valve | 325 Washington Street | SP
Police stairwell | control_valve | 325 Washington Street | SP
Police stair well | control_valve | 325 Washington Street | SP
Police stairwell between 1st and 2nd floor | control_valve | 325 Washington Street | SP
Police stair 2 | control_valve | 325 Washington Street | SP
Police stair 2 | control_valve | 325 Washington Street | SP
Police stairwell 2 | control_valve | 325 Washington Street | SP
Police stairwell 1 | control_valve | 325 Washington Street | SP
Waterflow Device 3rd floor | sprinkler_alarm_device | 325 Washington Street | SP
Waterflow Device 3rd floor stair 2 cavaidum | sprinkler_alarm_device | 325 Washington Street | SP
Waterflow Device Police stairwell | sprinkler_alarm_device | 325 Washington Street | SP
Waterflow Device Police stairwell | sprinkler_alarm_device | 325 Washington Street | SP
Waterflow Device Police stair | sprinkler_alarm_device | 325 Washington Street | SP
Waterflow Device Police stairwell | sprinkler_alarm_device | 325 Washington Street | SP
Waterflow Device Police stair 2 | sprinkler_alarm_device | 325 Washington Street | SP
Pressure Switch Cabinet | sprinkler_alarm_device | 325 Washington Street | SP
ABC | extinguisher | 200 Chad Brown Street | EXT
Chad prowl police academy 7 | extinguisher_group | 200 Chad Brown Street | EXT
10 lb. ABC BASEMENT | extinguisher | 200 Chad Brown Street | EXT
10 lb. ABC 1st floor | extinguisher | 200 Chad Brown Street | EXT
10 lb. ABC 2ND floor | extinguisher | 200 Chad Brown Street | EXT
10 lb. ABC 3rd floor | extinguisher | 200 Chad Brown Street | EXT
10 lb. ABC fire department carpentry shop | extinguisher | 200 Chad Brown Street | EXT
10 lb. ABC fire department carpentry shop | extinguisher | 200 Chad Brown Street | EXT
10 lb. ABC fire department carpentry shop | extinguisher | 200 Chad Brown Street | EXT
ABC | extinguisher | 60 Camden Avenue | EXT
Locations 4 | extinguisher_group | 60 Camden Avenue | EXT
p 10 lb. ABC front by gym doors | extinguisher | 60 Camden Avenue | EXT
p 10 lb. ABC back hallway by boys locker room | extinguisher | 60 Camden Avenue | EXT
p 10 lb. ABC Gym front | extinguisher | 60 Camden Avenue | EXT
p 10 lb. ABC Gym rear | extinguisher | 60 Camden Avenue | EXT
Firelite ES-50X Foyer Entrance Gamewell Box #3791 | alarm | 60 Camden Avenue | AL
Wet Sprinkler Riser/Boiler Room By Front Desk | sprinkler | 60 Camden Avenue | SP
Q2 15 | alarm_device_group | 60 Camden Avenue | AL
Q3 8 | alarm_device_group | 60 Camden Avenue | AL
Q4 14 | alarm_device_group | 60 Camden Avenue | AL
Front Entrance Gamewell Box #3791 | monitoring_communicator | 60 Camden Avenue | ALMON
Manual Station Q4 - Front Entrance | alarm_device | 60 Camden Avenue | AL
Smoke Detector Q4 - Hallway Outside Electrical Room | alarm_device | 60 Camden Avenue | AL
Heat Detector Q4 - Electrical Room | alarm_device | 60 Camden Avenue | AL
Manual Station Q4 - Womenâ€™s Locker Room | alarm_device | 60 Camden Avenue | AL
Smoke Detector Q4 - Hallway Outside Womens Locker Room | alarm_device | 60 Camden Avenue | AL
Duct Detector Q4 - Hallway (Left Side) | alarm_device | 60 Camden Avenue | AL
Duct Detector Q4 - Hallway (Right Side) | alarm_device | 60 Camden Avenue | AL
Smoke Detector Q3-Hallway Outside Boys Locker Room | alarm_device | 60 Camden Avenue | AL
Smoke Detector Q3-Side Hallway | alarm_device | 60 Camden Avenue | AL
Manual Station Q3-Side Hallway | alarm_device | 60 Camden Avenue | AL
Manual Station Q3-Boys Locker Room | alarm_device | 60 Camden Avenue | AL
Duct Detector Q3-Janitors Closet ( Test Switch - Left ) | alarm_device | 60 Camden Avenue | AL
Manual Station Q3-Gym ( Left Side ) | alarm_device | 60 Camden Avenue | AL
Manual Station Q3-Gym- ( Right Side ) | alarm_device | 60 Camden Avenue | AL
Manual Station Q1-Gym left | alarm_device | 60 Camden Avenue | AL
Manual Station Q1-Gym right | alarm_device | 60 Camden Avenue | AL
Heat Detector Q1-Gym row 5 | alarm_device | 60 Camden Avenue | AL
Heat Detector Q1-Gym row 4 | alarm_device | 60 Camden Avenue | AL
Heat Detector Q1-Gym row 3 | alarm_device | 60 Camden Avenue | AL
Heat Detector Q1-Gym row 2 | alarm_device | 60 Camden Avenue | AL
Heat Detector Q1-Gym row 1 | alarm_device | 60 Camden Avenue | AL
Heat Detector Q2-Gym- Row 4 ( Front - R/R ) | alarm_device | 60 Camden Avenue | AL
Heat Detector Q2-Gym - Row 4 ( Rear - R/R ) | alarm_device | 60 Camden Avenue | AL
Heat Detector Q2-Gym- Row 5 ( Front - R/R ) | alarm_device | 60 Camden Avenue | AL
Heat Detector Q2-Gym- Row 5 ( Middle - R/R ) | alarm_device | 60 Camden Avenue | AL
Heat Detector Q2-Gym - Row 5 ( Rear- R/R ) | alarm_device | 60 Camden Avenue | AL
Heat Detector Q2-Gym- Row 6 ( Front - R/R ) | alarm_device | 60 Camden Avenue | AL
Heat Detector Q2-Gym - Row 6 ( Middle- R/R ) | alarm_device | 60 Camden Avenue | AL
Heat Detector Q2-Gym- Row 6 ( Rear- R/R ) | alarm_device | 60 Camden Avenue | AL
Tamper Switch Sprinkler Riser/Boiler Room - City Side Backflow | sprinkler_alarm_device | 60 Camden Avenue | SP
Tamper Switch Sprinkler Riser/Boiler Room - System Side Backflow | sprinkler_alarm_device | 60 Camden Avenue | SP
Front of Building | fire_department_connection | 60 Camden Avenue | SP
Waterflow Device Sprinkler Riser/Boiler Room - Main Flow | sprinkler_alarm_device | 60 Camden Avenue | SP
Sprinkler Riser/Boiler Room By Front Desk | sprinkler_space | 60 Camden Avenue | SP
Sprinkler Riser/Boiler Room By Front Desk | sprinkler_space | 60 Camden Avenue | SP
Ames 3000SS NO937 Sprinkler Riser/Boiler Room By Front Desk | backflow | 60 Camden Avenue | BF
Ames 2000B 02166 Sprinkler Riser/Boiler Room By Front Desk | backflow | 60 Camden Avenue | BF
Watts 009 08841 Sprinkler Riser/Boiler Room By Front Desk | backflow | 60 Camden Avenue | BF
Sprinkler Devices 3 | alarm_device_group | 60 Camden Avenue | AL
Sprinkler Riser/Boiler Room | control_valve | 60 Camden Avenue | SP
Sprinkler Riser/Boiler Room | control_valve | 60 Camden Avenue | SP
Heat Detector Q1-Gym middle | alarm_device | 60 Camden Avenue | AL
Heat Detector Q1-Gym middle | alarm_device | 60 Camden Avenue | AL
Heat Detector Q1-Gym middle | alarm_device | 60 Camden Avenue | AL
Heat Detector Q1-Gym middle | alarm_device | 60 Camden Avenue | AL
Heat Detector Q1-Gym middle | alarm_device | 60 Camden Avenue | AL
Heat Detector Q1-Gym row 5 | alarm_device | 60 Camden Avenue | AL
Heat Detector Q1-Gym row 4 | alarm_device | 60 Camden Avenue | AL
Heat Detector Q1-Gym row 3 | alarm_device | 60 Camden Avenue | AL
Heat Detector Q1-Gym row 2 | alarm_device | 60 Camden Avenue | AL
Heat Detector Q1-Gym row 1 | alarm_device | 60 Camden Avenue | AL
Manual Station Q2- Front Entrance | alarm_device | 60 Camden Avenue | AL
Smoke Detector Q2-Hallway Outside Electrical Room | alarm_device | 60 Camden Avenue | AL
Heat Detector Q2- Electrical Room | alarm_device | 60 Camden Avenue | AL
Manual Station Q2- Womens Room | alarm_device | 60 Camden Avenue | AL
Smoke Detector Q2- Hallway Outside Womenâ€™s Room | alarm_device | 60 Camden Avenue | AL
Duct Detector Q2-Hallway - Test Switch ( Left Side ) | alarm_device | 60 Camden Avenue | AL
Duct Detector Q2- Hallway- Test Switch ( Right Side ) | alarm_device | 60 Camden Avenue | AL
Manual Station Q4 - Gym (Left) | alarm_device | 60 Camden Avenue | AL
Manual Station Q4 - Gym (Right) | alarm_device | 60 Camden Avenue | AL
Heat Detector Q4 - Gym row 5 | alarm_device | 60 Camden Avenue | AL
Heat Detector Q4 - Gym row 4 | alarm_device | 60 Camden Avenue | AL
Heat Detector Q4 - Gym row 3 | alarm_device | 60 Camden Avenue | AL
Heat Detector Q4 - Gym row 2 | alarm_device | 60 Camden Avenue | AL
Heat Detector Q4 - Gym row 1 | alarm_device | 60 Camden Avenue | AL
Waterflow Device Main | alarm_device | 60 Camden Avenue | AL
Tamper Switch City | alarm_device | 60 Camden Avenue | AL
Tamper Switch System | alarm_device | 60 Camden Avenue | AL
Duct Remote Test Key Q3- Janitors Closet ( Test Switch- Right ) | alarm_device | 60 Camden Avenue | AL
ABC | extinguisher | 1 Recreation Way | EXT
Building 5 | extinguisher_group | 1 Recreation Way | EXT
1 10 lb. ABC 1st floor hallway | extinguisher | 1 Recreation Way | EXT
p 10 lb. ABC 1st floor side hallway | extinguisher | 1 Recreation Way | EXT
p 10 lb. ABC Basement hallway | extinguisher | 1 Recreation Way | EXT
p 10 lb. ABC Basement art room | extinguisher | 1 Recreation Way | EXT
p 10 lb. ABC Basement boiler room | extinguisher | 1 Recreation Way | EXT
FCI E3 Series 1st Floor- Main Office Area & Q1 MB# 8373 | alarm | 1 Recreation Way | AL
Main Office MB# 8373 | monitoring_communicator | 1 Recreation Way | ALMON
Annunciators Front Entrance | ancillary_alarm_device | 1 Recreation Way | AL
Smoke Detector Q2-1st Floor - Main Office ( Above FACP ) | alarm_device | 1 Recreation Way | AL
Heat Detector Q2-1st Floor- Main Office ( Rear Area ) | alarm_device | 1 Recreation Way | AL
Heat Detector Q2-1st Floor- Main Office ( Closet ) | alarm_device | 1 Recreation Way | AL
Smoke Detector Q2-1st Floor- Front Lobby | alarm_device | 1 Recreation Way | AL
Manual Station Q2-1st Floor- Front Lobby | alarm_device | 1 Recreation Way | AL
Smoke Detector Q2-1st Floor- Hallway At Top Of Stairwell | alarm_device | 1 Recreation Way | AL
Heat Detector Q2-1st Floor- Womenâ€™s Room | alarm_device | 1 Recreation Way | AL
Smoke Detector Q2-1st Floor- Hallway Outside Room Womenâ€™s Room | alarm_device | 1 Recreation Way | AL
Heat Detector Q2-1st Floor- Storage Area | alarm_device | 1 Recreation Way | AL
Heat Detector Q2-1st Floor- Storage Closet | alarm_device | 1 Recreation Way | AL
Heat Detector Q1-1st Floor- Kitchen | alarm_device | 1 Recreation Way | AL
Smoke Detector Q1-1st Floor- Hallway Outside Menâ€™s Room | alarm_device | 1 Recreation Way | AL
Manual Station Q1-1st Floor- Hallway Outside Menâ€™s Room | alarm_device | 1 Recreation Way | AL
Heat Detector Q1-1st Floor- Menâ€™s Room | alarm_device | 1 Recreation Way | AL
Heat Detector Q1- 1st Floor- Storage with copy machine | alarm_device | 1 Recreation Way | AL
Heat Detector Q1-1st Floor- 1st Left Side Office | alarm_device | 1 Recreation Way | AL
Heat Detector Q1-1st Floor- 2nd Left Side Office | alarm_device | 1 Recreation Way | AL
Heat Detector Q1-1st Floor- 3rd Left Side Office | alarm_device | 1 Recreation Way | AL
Heat Detector Q1-1st Floor- 1st Right Side Office | alarm_device | 1 Recreation Way | AL
Heat Detector Q3-1st Floor- 2nd Right Side Office | alarm_device | 1 Recreation Way | AL
Heat Detector Q3-1st Floor- 2nd Right Side Office ( Closet ) | alarm_device | 1 Recreation Way | AL
Smoke Detector Q3-1st Floor- Hallway Outside Office Area | alarm_device | 1 Recreation Way | AL
Heat Detector Q3-1st Floor- Storage Closet By Stairwell | alarm_device | 1 Recreation Way | AL
Heat Detector Q3-Basement - Activity Room By Sink | alarm_device | 1 Recreation Way | AL
Heat Detector Q3-Basement- Activity Room Above Refrigerator | alarm_device | 1 Recreation Way | AL
Heat Detector Q3-Basement- Activity Room ( Center Area ) | alarm_device | 1 Recreation Way | AL
Manual Station Q3- Basement Activity Room At Exit | alarm_device | 1 Recreation Way | AL
Smoke Detector Q3-Basement- Bottom Of Stairwell | alarm_device | 1 Recreation Way | AL
Manual Station Q4-Basement- Exit At Bottom Of Stairwell | alarm_device | 1 Recreation Way | AL
Heat Detector Q4-Basement- Office | alarm_device | 1 Recreation Way | AL
Heat Detector Q4-Basement- Office At Exit | alarm_device | 1 Recreation Way | AL
Manual Station Q4-Basement- Office At Exit | alarm_device | 1 Recreation Way | AL
Heat Detector Q4-Basement- Storage Area | alarm_device | 1 Recreation Way | AL
Heat Detector Q4-Basement- Storage Area | alarm_device | 1 Recreation Way | AL
Smoke Detector Q4-Basement- Hallway Outside Restroom | alarm_device | 1 Recreation Way | AL
Heat Detector Q4-Basement- Restroom | alarm_device | 1 Recreation Way | AL
Heat Detector Q4-Basement- Boiler Room | alarm_device | 1 Recreation Way | AL
Q2 Q2 10 | alarm_device_group | 1 Recreation Way | AL
Q3 Q3 11 | alarm_device_group | 1 Recreation Way | AL
Q4 Q4 9 | alarm_device_group | 1 Recreation Way | AL
Heat Detector Q3- Basement- Small Storage Room | alarm_device | 1 Recreation Way | AL
Heat Detector Q3- Small Storage Room | alarm_device | 1 Recreation Way | AL
p 10 lb. ABC Front door | extinguisher | 1 Recreation Way | EXT
2 ABC | extinguisher | 17 Hyatt St | EXT
Building 3 | extinguisher_group | 17 Hyatt St | EXT
p 10 lb. ABC multi-purpose room | extinguisher | 17 Hyatt St | EXT
p 10 lb. CO2 boiler room | extinguisher | 17 Hyatt St | EXT
Fire Lite MS- 9050UD Front Entrance MB# 4857 | alarm | 17 Hyatt St | AL
ZW931857 10 lb. ABC Storage closet | extinguisher | 17 Hyatt St | EXT
XB540547 10 lb. ABC Storage closet | extinguisher | 17 Hyatt St | EXT
. 10 lb. ABC Storage closet | extinguisher | 17 Hyatt St | EXT
Front Entrance MB# 4857 | monitoring_communicator | 17 Hyatt St | ALMON
Manual Station 1st Floor- Front Entrance At FACP | alarm_device | 17 Hyatt St | AL
Smoke Detector 1st Floor-Front Entrance At FACP | alarm_device | 17 Hyatt St | AL
Smoke Detector 1st Floor- Hallway Outside Gym | alarm_device | 17 Hyatt St | AL
Smoke Detector 1st Floor- Gym- Rear Left | alarm_device | 17 Hyatt St | AL
Smoke Detector 1st Floor-Gym- Rear Middle | alarm_device | 17 Hyatt St | AL
Smoke Detector 1st Floor-Gym-Rear Right | alarm_device | 17 Hyatt St | AL
Smoke Detector 1st Floor- Gym- Front Left | alarm_device | 17 Hyatt St | AL
Smoke Detector 1st Floor- Gym- Front Middle | alarm_device | 17 Hyatt St | AL
Smoke Detector 1st Floor- Gym- Front Right | alarm_device | 17 Hyatt St | AL
Manual Station 1st Floor- Gym- Left Side Exit | alarm_device | 17 Hyatt St | AL
Manual Station 1st Floor- Gym- By Entrance | alarm_device | 17 Hyatt St | AL
Smoke Detector 1st Floor- Hallway Outside Girls Room | alarm_device | 17 Hyatt St | AL
Smoke Detector 1st Floor- Hallway Outside Boys Room | alarm_device | 17 Hyatt St | AL
Manual Station 1St Floor- Hallway Outside Basement | alarm_device | 17 Hyatt St | AL
Smoke Detector 1st Floor- Hallway Outside Basement | alarm_device | 17 Hyatt St | AL
Heat Detector 1st Floor- Sink Closet Between Restrooms | alarm_device | 17 Hyatt St | AL
Heat Detector 1st Floor- Construction Area- Right Side | alarm_device | 17 Hyatt St | AL
Heat Detector 1st Floor- Construction Area- Outside Restroom | alarm_device | 17 Hyatt St | AL
Heat Detector 1st Floor- Construction Area- By Counter Area | alarm_device | 17 Hyatt St | AL
Heat Detector 1st Floor- Construction Area- Inside Counter Area | alarm_device | 17 Hyatt St | AL
Heat Detector 1st Floor- Construction Area- Rear Hallway | alarm_device | 17 Hyatt St | AL
Manual Station 1st Floor- Construction Area- Rear Hallway | alarm_device | 17 Hyatt St | AL
Heat Detector 1st Floor- Multipurpose Room- Above Ceiling By TV | alarm_device | 17 Hyatt St | AL
Heat Detector 1st Floor- Multipurpose Room- Above Ceiling- Outside Restroom | alarm_device | 17 Hyatt St | AL
Heat Detector 1st Floor- Multipurpose Room - Above Ceiling- Restroom | alarm_device | 17 Hyatt St | AL
Heat Detector 1st Floor- Multipurpose Room -Above Ceiling- Accessory Room | alarm_device | 17 Hyatt St | AL
Manual Station 1st Floor- Multipurpose Room- Rear Exit | alarm_device | 17 Hyatt St | AL
Heat Detector 1st Floor- Office By FACP | alarm_device | 17 Hyatt St | AL
Heat Detector 1st Floor- Break Room By Gym | alarm_device | 17 Hyatt St | AL
Smoke Detector 2nd Floor- Top Of Stairs | alarm_device | 17 Hyatt St | AL
Smoke Detector 2nd Floor - Hallway At Stairs | alarm_device | 17 Hyatt St | AL
Heat Detector 2nd Floor- Large Room | alarm_device | 17 Hyatt St | AL
Heat Detector 2nd Floor- Small Room With Windows | alarm_device | 17 Hyatt St | AL
Heat Detector 2nd Floor- Small Room With No Windows | alarm_device | 17 Hyatt St | AL
Manual Station 2nd Floor- Hallway By Stairwell | alarm_device | 17 Hyatt St | AL
Smoke Detector Basement- Top Of Stairs | alarm_device | 17 Hyatt St | AL
Manual Station Basement- Bottom Of Stairs | alarm_device | 17 Hyatt St | AL
Heat Detector Basement- Tank Room ( Left Side ) | alarm_device | 17 Hyatt St | AL
Heat Detector Basement- Tank Room ( Right Side ) | alarm_device | 17 Hyatt St | AL
Heat Detector Basement- Restroom | alarm_device | 17 Hyatt St | AL
Heat Detector Basement- Storage Room | alarm_device | 17 Hyatt St | AL
Heat Detector Basement- Electrical Room | alarm_device | 17 Hyatt St | AL
Heat Detector Basement- Outside Restroom | alarm_device | 17 Hyatt St | AL
Heat Detector Basement- Above Duct Work | alarm_device | 17 Hyatt St | AL
Heat Detector Basement- Left Rear Corner | alarm_device | 17 Hyatt St | AL
Heat Detector 1st Floor- Storage Room- Left Of Boys Room | alarm_device | 17 Hyatt St | AL
Q1 (New 2nd Floor Devices) 9 | alarm_device_group | 17 Hyatt St | AL
Q3 basement devices | alarm_device_group | 17 Hyatt St | AL
Q4 2 | alarm_device_group | 17 Hyatt St | AL
Wet William Dâ€™Abate Elementary - Basement | sprinkler | 17 Hyatt St | SP
Tamper Switch Gym Main | sprinkler_alarm_device | 17 Hyatt St | SP
Tamper Switch Basement stairwell | sprinkler_alarm_device | 17 Hyatt St | SP
Waterflow Device Basement stairwell | sprinkler_alarm_device | 17 Hyatt St | SP
Tamper Switch 1st floor stairwell | sprinkler_alarm_device | 17 Hyatt St | SP
Waterflow Device 1st floor stairwell | sprinkler_alarm_device | 17 Hyatt St | SP
Tamper Switch 2nd floor stairwell | sprinkler_alarm_device | 17 Hyatt St | SP
Waterflow Device 2nd floor stairwell | sprinkler_alarm_device | 17 Hyatt St | SP
Front of School Building | fire_department_connection | 17 Hyatt St | SP
Sprinkler 7 | alarm_device_group | 17 Hyatt St | AL
Tamper Switch Gym Main | alarm_device | 17 Hyatt St | AL
Tamper Switch Basement Stairwell | alarm_device | 17 Hyatt St | AL
Waterflow Device Basement Stairwell | alarm_device | 17 Hyatt St | AL
Tamper Switch 1st floor stairwell | alarm_device | 17 Hyatt St | AL
Waterflow Device 1st floor stairwell | alarm_device | 17 Hyatt St | AL
Tamper Switch 2nd floor stairwell | alarm_device | 17 Hyatt St | AL
Waterflow Device 2nd floor stairwell | alarm_device | 17 Hyatt St | AL
Gym | control_valve | 17 Hyatt St | SP
Basement Stair | control_valve | 17 Hyatt St | SP
1st Floor Stair | control_valve | 17 Hyatt St | SP
2nd Floor Stair | control_valve | 17 Hyatt St | SP
No headbox in the Recreation Center | sprinkler_space | 17 Hyatt St | SP
Smoke Detector 2nd Floor Stairs | alarm_device | 17 Hyatt St | AL
Smoke Detector 2nd Floor Kitchen | alarm_device | 17 Hyatt St | AL
Smoke Detector 2nd Floor Large Open Area | alarm_device | 17 Hyatt St | AL
Smoke Detector 2nd Floor Large Open Area | alarm_device | 17 Hyatt St | AL
Smoke Detector 2nd Floor Elevator Lobby | alarm_device | 17 Hyatt St | AL
Manual Station 2nd Floor Rear Stairs | alarm_device | 17 Hyatt St | AL
Smoke Detector 2nd Floor Rear Stairs | alarm_device | 17 Hyatt St | AL
Manual Station 2nd Floor Kitchen | alarm_device | 17 Hyatt St | AL
p 10 lb. CO2 Boiler room rear | extinguisher | 17 Hyatt St | EXT
William Abate | sprinkler_space | 17 Hyatt St | SP
Smoke Detector 2nd floor computer room | alarm_device | 17 Hyatt St | AL
Willam | sprinkler_space | 17 Hyatt St | SP
Smoke Detector 1st fl all smokes and pulls | alarm_device | 17 Hyatt St | AL
Heat Detector All basement devices | alarm_device | 17 Hyatt St | AL
ABC | extinguisher | 227 Dudley Street | EXT
Extinguisher 4 | extinguisher_group | 227 Dudley Street | EXT
p 10 lb. ABC front entrance | extinguisher | 227 Dudley Street | EXT
p 5 lb. ABC right hallway | extinguisher | 227 Dudley Street | EXT
p 5 lb. ABC left hallway | extinguisher | 227 Dudley Street | EXT
p 10 lb. ABC boxing gym | extinguisher | 227 Dudley Street | EXT
FCI E3 Series Concession Stand Area MB# 8372 | alarm | 227 Dudley Street | AL
Wet | sprinkler | 227 Dudley Street | SP
Next to FACP MB# 8372 | monitoring_communicator | 227 Dudley Street | ALMON
Concession stand area | alarm_secondary_power_supply | 227 Dudley Street | AL
Smoke Detector Rear Exit ( Menâ€™s Locker Room ) | alarm_device | 227 Dudley Street | AL
Manual Station Rear Exit ( Menâ€™s Locker Room ) | alarm_device | 227 Dudley Street | AL
Heat Detector Menâ€™s Locker Room By Showers | alarm_device | 227 Dudley Street | AL
Heat Detector Menâ€™s Locker Room At Lockers | alarm_device | 227 Dudley Street | AL
Smoke Detector Menâ€™s Locker Room Entrance To Gym | alarm_device | 227 Dudley Street | AL
Heat Detector Menâ€™s Locker Room- At Sink Area | alarm_device | 227 Dudley Street | AL
Smoke Detector Hallway Outside Menâ€™s Locker Room | alarm_device | 227 Dudley Street | AL
Heat Detector Janitors Closet ( Left Of Menâ€™s Room ) | alarm_device | 227 Dudley Street | AL
Heat Detector Computer Room | alarm_device | 227 Dudley Street | AL
Smoke Detector Hallway Outside Computer Room | alarm_device | 227 Dudley Street | AL
Smoke Detector Hallway At Main Lobby | alarm_device | 227 Dudley Street | AL
Smoke Detector By Gym Main Entrance | alarm_device | 227 Dudley Street | AL
Manual Station Front Entrance | alarm_device | 227 Dudley Street | AL
Smoke Detector Front Entrance ( Left Side - High Ceiling ) | alarm_device | 227 Dudley Street | AL
Smoke Detector Front Entrance ( Middle- High Ceiling ) | alarm_device | 227 Dudley Street | AL
Smoke Detector Front Entrance ( Right Side - High Ceiling ) | alarm_device | 227 Dudley Street | AL
Smoke Detector At FACP | alarm_device | 227 Dudley Street | AL
Smoke Detector Right Side Hallway Outside FACP Room | alarm_device | 227 Dudley Street | AL
Heat Detector Book Room | alarm_device | 227 Dudley Street | AL
Heat Detector Janitors Closet By Womenâ€™s Room | alarm_device | 227 Dudley Street | AL
Heat Detector Womenâ€™s Locker Room- At Sink Area | alarm_device | 227 Dudley Street | AL
Heat Detector Q1-Womenâ€™s Locker Room Area | alarm_device | 227 Dudley Street | AL
Smoke Detector Q1-Hallway Left Of Womenâ€™s Room | alarm_device | 227 Dudley Street | AL
Heat Detector Q1-Rear Trophy Room | alarm_device | 227 Dudley Street | AL
Manual Station Q1-Rear Trophy Room At Exit | alarm_device | 227 Dudley Street | AL
Smoke Detector Q1-Rear Hallway At Trophy Room | alarm_device | 227 Dudley Street | AL
Smoke Detector Q1-Rear Hallway On Ramp | alarm_device | 227 Dudley Street | AL
Heat Detector Q1-Lower Area-Rear Storage By Ramp ( High Ceiling ) | alarm_device | 227 Dudley Street | AL
Heat Detector Q1-Upper Area- Storage Area By Ramp | alarm_device | 227 Dudley Street | AL
Smoke Detector Q1-Rear Exit By Chemical Storage | alarm_device | 227 Dudley Street | AL
Manual Station Q1-Rear Exit By Chemical Storage | alarm_device | 227 Dudley Street | AL
Heat Detector Q1-Chemical Storage Room | alarm_device | 227 Dudley Street | AL
Manual Station Q1-Rear Hallway Near Chemical Storage At Exit | alarm_device | 227 Dudley Street | AL
Heat Detector Q1-Office By Front Entrance | alarm_device | 227 Dudley Street | AL
Q3 Q3 16 | alarm_device_group | 227 Dudley Street | AL
Q2 16 | alarm_device_group | 227 Dudley Street | AL
Smoke Detector Hallway Outside Computer Room | alarm_device | 227 Dudley Street | AL
Smoke Detector Hallway At Main Lobby | alarm_device | 227 Dudley Street | AL
Smoke Detector By Gym Main Entrance | alarm_device | 227 Dudley Street | AL
Manual Station Front Entrance | alarm_device | 227 Dudley Street | AL
Smoke Detector Front Entrance ( Left Side - High Ceiling ) | alarm_device | 227 Dudley Street | AL
Smoke Detector Front Entrance ( Middle- High Ceiling ) | alarm_device | 227 Dudley Street | AL
Smoke Detector Front Entrance ( Right Side - High Ceiling ) | alarm_device | 227 Dudley Street | AL
Smoke Detector At FACP | alarm_device | 227 Dudley Street | AL
Smoke Detector Right Side Hallway Outside FACP Room | alarm_device | 227 Dudley Street | AL
Annunciators Front Entrance | ancillary_alarm_device | 227 Dudley Street | AL
Heat Detector Boxing Room | alarm_device | 227 Dudley Street | AL
Heat Detector Boxing Room | alarm_device | 227 Dudley Street | AL
Heat Detector Boxing Room | alarm_device | 227 Dudley Street | AL
Heat Detector Boxing Room -Left 1 | alarm_device | 227 Dudley Street | AL
Heat Detector Boxing Room- Left 2 | alarm_device | 227 Dudley Street | AL
Heat Detector Boxing Room- Right 2 | alarm_device | 227 Dudley Street | AL
Heat Detector Boxing Room- Left 3 | alarm_device | 227 Dudley Street | AL
Heat Detector Boxing Room- Right 3 | alarm_device | 227 Dudley Street | AL
Heat Detector Boxing Room- Right 4 | alarm_device | 227 Dudley Street | AL
Heat Detector Boxing Room - Left 4 | alarm_device | 227 Dudley Street | AL
Heat Detector Boxing Room- Left 5 | alarm_device | 227 Dudley Street | AL
Heat Detector Boxing Room- Right 5 | alarm_device | 227 Dudley Street | AL
Heat Detector Boxing Room- Right 6 | alarm_device | 227 Dudley Street | AL
Heat Detector Boxing Room- Left 6 | alarm_device | 227 Dudley Street | AL
Heat Detector Boxing Room- Left 7 | alarm_device | 227 Dudley Street | AL
Heat Detector Boxing Room- Right 7 | alarm_device | 227 Dudley Street | AL
Manual Station Boxing Room Rear Exit | alarm_device | 227 Dudley Street | AL
Heat Detector Boxing Office- Right Closet ( Upper Area ) | alarm_device | 227 Dudley Street | AL
Heat Detector Boxing Office- Right Closet ( Lower Area ) | alarm_device | 227 Dudley Street | AL
Heat Detector Gym- Front Left pole not long enough | alarm_device | 227 Dudley Street | AL
Heat Detector Gym - Front Right pole not long enough. | alarm_device | 227 Dudley Street | AL
Heat Detector Gym- Middle Left pole doesnâ€™t reach | alarm_device | 227 Dudley Street | AL
Heat Detector Gym- Middle Right pole doesnâ€™t reach | alarm_device | 227 Dudley Street | AL
Heat Detector Gym - Rear Left pole doesnâ€™t reach | alarm_device | 227 Dudley Street | AL
Heat Detector Gym- Rear Right pole doesnâ€™t reach | alarm_device | 227 Dudley Street | AL
Q4 Q4 15 | alarm_device_group | 227 Dudley Street | AL
ABC | extinguisher | 675 Plainfield Street | EXT
8 | extinguisher_group | 675 Plainfield Street | EXT
FCI 72 Front Entrance MB# 6863 | alarm | 675 Plainfield Street | AL
Q2 | alarm_device_group | 675 Plainfield Street | AL
Q3 | alarm_device_group | 675 Plainfield Street | AL
Q4 | alarm_device_group | 675 Plainfield Street | AL
Manual Station Q1-2nd Floor- Top Of Stairwell | alarm_device | 675 Plainfield Street | AL
Smoke Detector Q1-2nd Floor- Top Of Stairwell | alarm_device | 675 Plainfield Street | AL
Heat Detector Q1-2nd Floor- Rear Area ( R/R ) | alarm_device | 675 Plainfield Street | AL
Heat Detector Q1-2nd Floor- Front Area | alarm_device | 675 Plainfield Street | AL
Heat Detector Q1- Pool Room | alarm_device | 675 Plainfield Street | AL
Manual Station Q1- Gym At Exit | alarm_device | 675 Plainfield Street | AL
Heat Detector Q1-Womens Locker Room | alarm_device | 675 Plainfield Street | AL
Heat Detector Q1- Womens Restroom | alarm_device | 675 Plainfield Street | AL
Manual Station Q1-Womens Room At Exit | alarm_device | 675 Plainfield Street | AL
Heat Detector Q2-1st Floor- Mens Restroom | alarm_device | 675 Plainfield Street | AL
Manual Station Q2-1st Floor- Mens Restroom At Exit | alarm_device | 675 Plainfield Street | AL
Heat Detector Q2-1st Floor- Boys Locker Room | alarm_device | 675 Plainfield Street | AL
Heat Detector Q2-1st Floor- Gym ( Equipment Room ) | alarm_device | 675 Plainfield Street | AL
Heat Detector Q2-1st Floor- Gym | alarm_device | 675 Plainfield Street | AL
Heat Detector Q2-1st Floor- Gym | alarm_device | 675 Plainfield Street | AL
Heat Detector Q2-1st Floor- Gym | alarm_device | 675 Plainfield Street | AL
Heat Detector Q2-1st Floor- Gym | alarm_device | 675 Plainfield Street | AL
Heat Detector Q2-1st Floor- Gym | alarm_device | 675 Plainfield Street | AL
Heat Detector Q2-1st Floor- Gym | alarm_device | 675 Plainfield Street | AL
Heat Detector Q3-1st Floor- Office ( Front Closet ) | alarm_device | 675 Plainfield Street | AL
Manual Station Q3-1st Floor- At FACP Entrance | alarm_device | 675 Plainfield Street | AL
Smoke Detector Q3-1st Floor- Hallway Outside Pool Room | alarm_device | 675 Plainfield Street | AL
Heat Detector Q3-1st Floor- Electrical Room | alarm_device | 675 Plainfield Street | AL
Smoke Detector Q3-1st Floor- Hallway Outside Boys Room | alarm_device | 675 Plainfield Street | AL
Smoke Detector Q3-1st Floor- Hallway Outside Womens Room | alarm_device | 675 Plainfield Street | AL
Smoke Detector Q3-1st Floor- Hallway Outside Gym At Corner | alarm_device | 675 Plainfield Street | AL
Smoke Detector Q3-1st Floor- Hallway Outside Stairwell | alarm_device | 675 Plainfield Street | AL
Manual Station Q3-1st Floor- Hallway Outside Stairwell | alarm_device | 675 Plainfield Street | AL
Heat Detector Q3-1st Floor- JanitorÂ’s Closet By Stairwell | alarm_device | 675 Plainfield Street | AL
Smoke Detector Q4-1st Floor- Hallway At Desk | alarm_device | 675 Plainfield Street | AL
Smoke Detector Q4-1st Floor Hallway Outside Community Room | alarm_device | 675 Plainfield Street | AL
Heat Detector Q4-1st Floor- Community Room ( By Television ) | alarm_device | 675 Plainfield Street | AL
Heat Detector Q4-1st Floor- Community Room ( By Windows ) | alarm_device | 675 Plainfield Street | AL
Heat Detector Q4-1st Floor- Community Room ( Closet ) | alarm_device | 675 Plainfield Street | AL
Manual Station Q4-1st Floor- Community Room At Exit | alarm_device | 675 Plainfield Street | AL
Heat Detector Q4-1st Floor- Community Room ( Above Ceiling- FT ) | alarm_device | 675 Plainfield Street | AL
Heat Detector Q4-1st Floor- Office ( Above Ceiling - FT ) | alarm_device | 675 Plainfield Street | AL
Heat Detector Q4-1st Floor- Office | alarm_device | 675 Plainfield Street | AL
Heat Detector Q4-1st Floor- Office ( Rear Closet ) | alarm_device | 675 Plainfield Street | AL
Firelite MS-5UD Main Entrance ¦¦ Q1 MB #6863 | alarm | 675 Plainfield Street | AL
Q2 Q2 10 | alarm_device_group | 675 Plainfield Street | AL
Q3 Q3 10 | alarm_device_group | 675 Plainfield Street | AL
Q4 Q4 10 | alarm_device_group | 675 Plainfield Street | AL
Manual Station Q1-2nd Floor- Top Of Stairwell | alarm_device | 675 Plainfield Street | AL
Smoke Detector Q1-2nd Floor- Top Of Stairwell | alarm_device | 675 Plainfield Street | AL
Heat Detector Q1-2nd Floor- Rear Area ( R/R ) | alarm_device | 675 Plainfield Street | AL
Heat Detector Q1-2nd Floor- Front Area | alarm_device | 675 Plainfield Street | AL
Heat Detector Q1- Pool Room no access | alarm_device | 675 Plainfield Street | AL
Manual Station Q1- Gym At Exit | alarm_device | 675 Plainfield Street | AL
Heat Detector Q1-Womens Locker Room no access | alarm_device | 675 Plainfield Street | AL
Heat Detector Q1- Womens Restroom no access | alarm_device | 675 Plainfield Street | AL
Manual Station Q1-Womens Room no access | alarm_device | 675 Plainfield Street | AL
Heat Detector Q2-1st Floor- Mens Restroom | alarm_device | 675 Plainfield Street | AL
Manual Station Q2-1st Floor- Mens Restroom At Exit | alarm_device | 675 Plainfield Street | AL
Heat Detector Q2-1st Floor- Boys Locker Room | alarm_device | 675 Plainfield Street | AL
Heat Detector Q2-1st Floor- Gym ( Equipment Room ) | alarm_device | 675 Plainfield Street | AL
Heat Detector Q2-1st Floor- Gym | alarm_device | 675 Plainfield Street | AL
Heat Detector Q2-1st Floor- Gym | alarm_device | 675 Plainfield Street | AL
Heat Detector Q2-1st Floor- Gym | alarm_device | 675 Plainfield Street | AL
Heat Detector Q2-1st Floor- Gym | alarm_device | 675 Plainfield Street | AL
Heat Detector Q2-1st Floor- Gym | alarm_device | 675 Plainfield Street | AL
Heat Detector Q2-1st Floor- Gym | alarm_device | 675 Plainfield Street | AL
Heat Detector Q3-1st Floor- Office ( Front Closet ) | alarm_device | 675 Plainfield Street | AL
Manual Station Q3-1st Floor- At FACP Entrance | alarm_device | 675 Plainfield Street | AL
Smoke Detector Q3-1st Floor- Hallway Outside Pool Room | alarm_device | 675 Plainfield Street | AL
Heat Detector Q3-1st Floor- Electrical Room | alarm_device | 675 Plainfield Street | AL
Smoke Detector Q3-1st Floor- Hallway Outside Boys Room | alarm_device | 675 Plainfield Street | AL
Smoke Detector Q3-1st Floor- Hallway Outside Womens Room | alarm_device | 675 Plainfield Street | AL
Smoke Detector Q3-1st Floor- Hallway Outside Gym At Corner | alarm_device | 675 Plainfield Street | AL
Smoke Detector Q3-1st Floor- Hallway Outside Stairwell | alarm_device | 675 Plainfield Street | AL
Manual Station Q3-1st Floor- Hallway Outside Stairwell | alarm_device | 675 Plainfield Street | AL
Heat Detector Q3-1st Floor- JanitorÂ’s Closet By Stairwell | alarm_device | 675 Plainfield Street | AL
Smoke Detector Q4-1st Floor- Hallway At Desk | alarm_device | 675 Plainfield Street | AL
Smoke Detector Q4-1st Floor Hallway Outside Community Room | alarm_device | 675 Plainfield Street | AL
Heat Detector Q4-1st Floor- Community Room ( By Television ) | alarm_device | 675 Plainfield Street | AL
Heat Detector Q4-1st Floor- Community Room ( By Windows ) | alarm_device | 675 Plainfield Street | AL
Heat Detector Q4-1st Floor- Community Room ( Closet ) | alarm_device | 675 Plainfield Street | AL
Manual Station Q4-1st Floor- Community Room At Exit | alarm_device | 675 Plainfield Street | AL
Heat Detector Q4-1st Floor- Community Room ( Above Ceiling- FT ) | alarm_device | 675 Plainfield Street | AL
Heat Detector Q4-1st Floor- Office ( Above Ceiling - FT ) | alarm_device | 675 Plainfield Street | AL
Heat Detector Q4-1st Floor- Office | alarm_device | 675 Plainfield Street | AL
Heat Detector Q4-1st Floor- Office ( Rear Closet ) | alarm_device | 675 Plainfield Street | AL
Main Entrance MB #6863 | monitoring_communicator | 675 Plainfield Street | ALMON
Alarm System | alarm | 675 Plainfield Street | AL
ABC | extinguisher | 18 Gesler Street | EXT
Fire extinguishers 1 | extinguisher_group | 18 Gesler Street | EXT
w 10 lb. ABC left hallway | extinguisher | 18 Gesler Street | EXT
w 10 lb. ABC Boys Locker room | extinguisher | 18 Gesler Street | EXT
w 10 lb. ABC right hallway | extinguisher | 18 Gesler Street | EXT
FCI E3 Series 1st Floor - Concession Area ¦¦ Q1 -Q4 Devices MB 8371 | alarm | 18 Gesler Street | AL
Wet | sprinkler | 18 Gesler Street | SP
Q3 & Q4 12 | alarm_device_group | 18 Gesler Street | AL
Q3 10 | alarm_device_group | 18 Gesler Street | AL
Q4 8 | alarm_device_group | 18 Gesler Street | AL
1st Floor - @ FACP MB 8371 | monitoring_communicator | 18 Gesler Street | ALMON
Annunciators Front Entrance | ancillary_alarm_device | 18 Gesler Street | AL
Smoke Detector Q-3 1st Floor- Concession Area | alarm_device | 18 Gesler Street | AL
Smoke Detector Q-3 1st Floor- Hallway Outside Concession | alarm_device | 18 Gesler Street | AL
Smoke Detector Q-3 1st Floor-Hallway Outside Janitorial Supply Closet | alarm_device | 18 Gesler Street | AL
Heat Detector Q-3 1st Floor- Girls Locker Room ( At Entrance ) | alarm_device | 18 Gesler Street | AL
Heat Detector Q-3 1st Floor- Girls Locker Room | alarm_device | 18 Gesler Street | AL
Heat Detector Q-3 1st Floor- Girls Locker Room | alarm_device | 18 Gesler Street | AL
Smoke Detector Q-4 1st Floor- Rear Of Girls Locker Room | alarm_device | 18 Gesler Street | AL
Manual Station Q-4 1st Floor- Rear Of Girls Locker Room | alarm_device | 18 Gesler Street | AL
Heat Detector Q-4 1st Floor- Life Guard Room | alarm_device | 18 Gesler Street | AL
Manual Station Q-4 1st Floor- Life Guard Room | alarm_device | 18 Gesler Street | AL
Heat Detector Q-4 1st Floor- Girls Room | alarm_device | 18 Gesler Street | AL
Heat Detector Q-4 1st Floor- Janitorial Closet | alarm_device | 18 Gesler Street | AL
Heat Detector Q-4 1st Floor- Computer Room | alarm_device | 18 Gesler Street | AL
Smoke Detector Q-4 1st Floor- Lobby Outside Gym Entrance | alarm_device | 18 Gesler Street | AL
Heat Detector Q-4 1st Floor- Office | alarm_device | 18 Gesler Street | AL
Smoke Detector Q-4 1st Floor Left Side Hallway | alarm_device | 18 Gesler Street | AL
Smoke Detector Q-1 1st Floor- Office BY Boys Locker Room | alarm_device | 18 Gesler Street | AL
Smoke Detector Q1-1st Floor- Hallway Outside Boys Locker Room | alarm_device | 18 Gesler Street | AL
Heat Detector Q1-1st Floor- Boys Locker Room ( At Sink ) | alarm_device | 18 Gesler Street | AL
Heat Detector Q1-1st Floor- Boys Locker Room ( Locker Area ) | alarm_device | 18 Gesler Street | AL
Smoke Detector Q1-1st Floor- Boys Locker Room At Exit | alarm_device | 18 Gesler Street | AL
Manual Station Q1-1st Floor- Boys Locker Room At Exit | alarm_device | 18 Gesler Street | AL
Heat Detector Q1-1st Floor- Equipment Closet | alarm_device | 18 Gesler Street | AL
Smoke Detector Q1-1st Floor- Front Lobby ( Right Side ) | alarm_device | 18 Gesler Street | AL
Smoke Detector Q1-1st Floor- Front Lobby ( Middle ) | alarm_device | 18 Gesler Street | AL
Smoke Detector Q1-1st Floor- Lobby ( Left Side ) | alarm_device | 18 Gesler Street | AL
Smoke Detector Q2-1st Floor-Main Entrance | alarm_device | 18 Gesler Street | AL
Manual Station Q2-1st Floor- Main Lobby | alarm_device | 18 Gesler Street | AL
Heat Detector Q2-1st Floor- Gym | alarm_device | 18 Gesler Street | AL
Heat Detector Q2-1st Floor- Gym | alarm_device | 18 Gesler Street | AL
Heat Detector Q2-1st Floor- Gym | alarm_device | 18 Gesler Street | AL
Heat Detector Q2-1st Floor- Gym | alarm_device | 18 Gesler Street | AL
Heat Detector Q2-1st Floor- Gym | alarm_device | 18 Gesler Street | AL
Heat Detector Q2-1st Floor- Gym | alarm_device | 18 Gesler Street | AL
Manual Station Q3-Basement- Front Entrance | alarm_device | 18 Gesler Street | AL
Heat Detector Q3-Basement- Front Area | alarm_device | 18 Gesler Street | AL
Heat Detector Q3-Basement- Rear Area | alarm_device | 18 Gesler Street | AL
Manual Station Q3-Basement- Rear Exit | alarm_device | 18 Gesler Street | AL
Smoke Detector Q3-1st Floor- Hallway Outside Concession Area | alarm_device | 18 Gesler Street | AL
Heat Detector Q3-1st Floor - Computer Lab | alarm_device | 18 Gesler Street | AL
Smoke Detector Q3-1st Floor-Hallway Outside Janitorial Supply Closet | alarm_device | 18 Gesler Street | AL
Heat Detector Q3-1st Floor- Janitorial Closet | alarm_device | 18 Gesler Street | AL
Heat Detector Q4-1st Floor- Girls Locker Room ( At Entrance ) | alarm_device | 18 Gesler Street | AL
Heat Detector Q4-1st Floor- Girls Room | alarm_device | 18 Gesler Street | AL
Heat Detector Q4-1st Floor- Girls Locker Room | alarm_device | 18 Gesler Street | AL
Heat Detector Q4-1st Floor- Girls Locker Room | alarm_device | 18 Gesler Street | AL
Heat Detector Q4-1st Floor- Life Guard Room | alarm_device | 18 Gesler Street | AL
Manual Station Q4-1st Floor- Life Guard Room | alarm_device | 18 Gesler Street | AL
Manual Station Q4-1st Floor- Rear Of Girls Locker Room | alarm_device | 18 Gesler Street | AL
Smoke Detector Q4-1st Floor- Rear Of Girls Locker Room | alarm_device | 18 Gesler Street | AL
w 10 lb. ABC Girls locker room | extinguisher | 18 Gesler Street | EXT
p 20 lb. ABC Boiler room/pool chemical room | extinguisher | 18 Gesler Street | EXT
Smoke Detector First floor concession area | alarm_device | 18 Gesler Street | AL
Smoke Detector First floor hallway outside a concession area | alarm_device | 18 Gesler Street | AL
Smoke Detector First floor hallway, outside of janitorial closet | alarm_device | 18 Gesler Street | AL
Heat Detector First floor, girls locker room at entrance | alarm_device | 18 Gesler Street | AL
Heat Detector First floor of girls locker room | alarm_device | 18 Gesler Street | AL
Heat Detector First floor, girls locker room | alarm_device | 18 Gesler Street | AL
Manual Station Basement front entrance | alarm_device | 18 Gesler Street | AL
Heat Detector Basement front area | alarm_device | 18 Gesler Street | AL
Heat Detector Basement rear area | alarm_device | 18 Gesler Street | AL
Manual Station Basement rear exit | alarm_device | 18 Gesler Street | AL
Smoke Detector First floor rear of girls locker room | alarm_device | 18 Gesler Street | AL
Manual Station First floor rear of girls locker room exit | alarm_device | 18 Gesler Street | AL
Manual Station First floor lifeguard room exit | alarm_device | 18 Gesler Street | AL
Heat Detector First floor girls room | alarm_device | 18 Gesler Street | AL
Heat Detector First floor, janitorial closet | alarm_device | 18 Gesler Street | AL
Heat Detector First floor computer room | alarm_device | 18 Gesler Street | AL
Smoke Detector First floor lobby outside of gym entrance | alarm_device | 18 Gesler Street | AL
Heat Detector First floor office | alarm_device | 18 Gesler Street | AL
Q1 9 | alarm_device_group | 18 Gesler Street | AL
Smoke Detector First floor office by boys locker room | alarm_device | 18 Gesler Street | AL
Smoke Detector First floor hallway outside boys locker room | alarm_device | 18 Gesler Street | AL
Heat Detector First floor boys locker room at sink | alarm_device | 18 Gesler Street | AL
Heat Detector First floor locker room locker area | alarm_device | 18 Gesler Street | AL
Manual Station First floor boys locker room exit | alarm_device | 18 Gesler Street | AL
Heat Detector First floor equipment, closet | alarm_device | 18 Gesler Street | AL
Smoke Detector First floor, front lobby right side | alarm_device | 18 Gesler Street | AL
Smoke Detector First floor lobby middle | alarm_device | 18 Gesler Street | AL
Smoke Detector First floor front lobby left | alarm_device | 18 Gesler Street | AL
Q2 7 | alarm_device_group | 18 Gesler Street | AL
Manual Station First floor, main lobby | alarm_device | 18 Gesler Street | AL
Heat Detector First floor gym | alarm_device | 18 Gesler Street | AL
Heat Detector First floor gym | alarm_device | 18 Gesler Street | AL
Heat Detector First floor of gym | alarm_device | 18 Gesler Street | AL
Heat Detector First floor gym | alarm_device | 18 Gesler Street | AL
Heat Detector First floor gym | alarm_device | 18 Gesler Street | AL
Heat Detector First floor of gym | alarm_device | 18 Gesler Street | AL
ABC | extinguisher | 109 Bucklin Street | EXT
Center 3 | extinguisher_group | 109 Bucklin Street | EXT
. 10 lb. ABC Outside office near main entry | extinguisher | 109 Bucklin Street | EXT
. 10 lb. ABC hallway near storage room | extinguisher | 109 Bucklin Street | EXT
. 10 lb. ABC hallway near lockers | extinguisher | 109 Bucklin Street | EXT
Firelite MS-5UD Front Entrance & All devices MB# 3786 | alarm | 109 Bucklin Street | AL
Front Entrance MB# 3786 | monitoring_communicator | 109 Bucklin Street | ALMON
Manual Station Q1-Front Entrance | alarm_device | 109 Bucklin Street | AL
Smoke Detector Q1-Front Entrance at facp | alarm_device | 109 Bucklin Street | AL
Smoke Detector Q1-Main Lobby By Office | alarm_device | 109 Bucklin Street | AL
Smoke Detector Q1-Hallway Outside Community Room | alarm_device | 109 Bucklin Street | AL
Heat Detector Q1-Community Room- Front Area | alarm_device | 109 Bucklin Street | AL
Heat Detector Q1-Community Room- Rear Area | alarm_device | 109 Bucklin Street | AL
Heat Detector Q1-Community Room- Closet | alarm_device | 109 Bucklin Street | AL
Manual Station Q1-Community Room- At Exit | alarm_device | 109 Bucklin Street | AL
Heat Detector Q2-Office- Closet | alarm_device | 109 Bucklin Street | AL
Heat Detector Q2-Office | alarm_device | 109 Bucklin Street | AL
Heat Detector Q2-Computer Room | alarm_device | 109 Bucklin Street | AL
Heat Detector Q2-Computer Room Storage Closet | alarm_device | 109 Bucklin Street | AL
Heat Detector Q2-Employee Only Room | alarm_device | 109 Bucklin Street | AL
Smoke Detector Q2-Hallway Outside Restrooms | alarm_device | 109 Bucklin Street | AL
Heat Detector Q2-Game Room | alarm_device | 109 Bucklin Street | AL
Heat Detector Q2-Electrical Room | alarm_device | 109 Bucklin Street | AL
Heat Detector Q3-Mens Room | alarm_device | 109 Bucklin Street | AL
Manual Station Q3-Boiler Room | alarm_device | 109 Bucklin Street | AL
Manual Station Q3-Boiler Room | alarm_device | 109 Bucklin Street | AL
Heat Detector Q3-Womens Room | alarm_device | 109 Bucklin Street | AL
Heat Detector Q3-Hallway Outside Girlâ€™s Room | alarm_device | 109 Bucklin Street | AL
Heat Detector Q3-TV Room | alarm_device | 109 Bucklin Street | AL
Heat Detector Q3-Storage Closet | alarm_device | 109 Bucklin Street | AL
Heat Detector Q3-Custodial Closet | alarm_device | 109 Bucklin Street | AL
Heat Detector Q4-Office / Storage | alarm_device | 109 Bucklin Street | AL
Heat Detector Q4-Gym | alarm_device | 109 Bucklin Street | AL
Heat Detector Q4-Gym | alarm_device | 109 Bucklin Street | AL
Heat Detector Q4-Gym | alarm_device | 109 Bucklin Street | AL
Heat Detector Q4-Gym | alarm_device | 109 Bucklin Street | AL
Heat Detector Q4-Gym | alarm_device | 109 Bucklin Street | AL
Manual Station Q4- Gym | alarm_device | 109 Bucklin Street | AL
Q2 | alarm_device_group | 109 Bucklin Street | AL
Q3 | alarm_device_group | 109 Bucklin Street | AL
Q4 | alarm_device_group | 109 Bucklin Street | AL
Smoke Detector Q4-Office hall | alarm_device | 109 Bucklin Street | AL
Heat Detector Q4-Office/storage | alarm_device | 109 Bucklin Street | AL
Manual Station Q4-Gym | alarm_device | 109 Bucklin Street | AL
Manual Station Q4- Game Room | alarm_device | 109 Bucklin Street | AL
ABC | extinguisher | 776 Allens Avenue | EXT
Building 20 | extinguisher_group | 776 Allens Avenue | EXT
. 10 lb. ABC Stairs leading to boiler rm | extinguisher | 776 Allens Avenue | EXT
. 10 lb. ABC 2nd floor outside kitchen | extinguisher | 776 Allens Avenue | EXT
Fire Lite MS-5UD Rear Of Garage | alarm | 776 Allens Avenue | AL
Smoke Detector G1-2nd Floor- Hallway Outside Exercise Room | alarm_device | 776 Allens Avenue | AL
Smoke Detector G1-2nd Floor-Bedroom Across From Exercise Room | alarm_device | 776 Allens Avenue | AL
Manual Station G1-2nd Floor- Hallway Outside Stairwell | alarm_device | 776 Allens Avenue | AL
Smoke Detector G1-2nd Floor- Top of Stairwell | alarm_device | 776 Allens Avenue | AL
Smoke Detector G1-2nd Floor- Hallway Outside Office | alarm_device | 776 Allens Avenue | AL
Smoke Detector G1-2nd Floor- Living Room Area | alarm_device | 776 Allens Avenue | AL
Heat Detector G1-2nd Floor- Kitchen | alarm_device | 776 Allens Avenue | AL
Smoke Detector G1-2nd Floor- Office/ Sleep Area | alarm_device | 776 Allens Avenue | AL
Smoke Detector G1-2nd Floor- Gym / Sleep Area ( Left Side ) | alarm_device | 776 Allens Avenue | AL
Smoke Detector G1-2nd Floor- Gym / Sleep Area ( Middle ) | alarm_device | 776 Allens Avenue | AL
Smoke Detector G1-2nd Floor - Gym / Sleep Area ( Right Side ) | alarm_device | 776 Allens Avenue | AL
Heat Detector G1-2nd Floor- Locker Room | alarm_device | 776 Allens Avenue | AL
Heat Detector G2-1st Floor- Garage by Washing Machine ( R/R ) | alarm_device | 776 Allens Avenue | AL
Heat Detector G2-1st Floor- Coat Room ( Left Side ) | alarm_device | 776 Allens Avenue | AL
Heat Detector G2-1st Floor- Storage Room | alarm_device | 776 Allens Avenue | AL
Heat Detector G2-1st Floor- Coat Room ( Right Side ) | alarm_device | 776 Allens Avenue | AL
Heat Detector G2-1st Floor- Small Garage ( Front Area ) | alarm_device | 776 Allens Avenue | AL
Heat Detector G2-1st Floor- Small Garage ( Rear Area ) | alarm_device | 776 Allens Avenue | AL
Heat Detector G2-Basement- By Boiler | alarm_device | 776 Allens Avenue | AL
Heat Detector G2-1st Floor- Storage Under Stairwell | alarm_device | 776 Allens Avenue | AL
Group 2: Not Tested | alarm_device_group | 776 Allens Avenue | AL
Group 1: Tested | alarm_device_group | 776 Allens Avenue | AL
. 20 lb. ABC Engine 13 | extinguisher | 776 Allens Avenue | EXT
20 lb. BC Engine 13 foam | extinguisher | 776 Allens Avenue | EXT
20 lb. ABC Engine 13 | extinguisher | 776 Allens Avenue | EXT
. 15 lb. CO2 Engine 13 | extinguisher | 776 Allens Avenue | EXT
. 2.5 G. H2O Engine 13 | extinguisher | 776 Allens Avenue | EXT
. 30 lb. D Engine 13 | extinguisher | 776 Allens Avenue | EXT
. 30 lb. D Spares #8 | extinguisher | 776 Allens Avenue | EXT
. 15 lb. CO2 Spare #7 | extinguisher | 776 Allens Avenue | EXT
. 15 lb. CO2 Spare #6 | extinguisher | 776 Allens Avenue | EXT
. 2.5 G. H2O Spare #5 | extinguisher | 776 Allens Avenue | EXT
. 20 lb. ABC Spare #4 | extinguisher | 776 Allens Avenue | EXT
. 20 lb. ABC-HF Spare #3 | extinguisher | 776 Allens Avenue | EXT
. 20 lb. ABC Spare #1 | extinguisher | 776 Allens Avenue | EXT
. 20 lb. ABC Spare #2 | extinguisher | 776 Allens Avenue | EXT
Engine 13 2 | extinguisher_group | 776 Allens Avenue | EXT
20 lb. CO2 Reserve Truck 13 | extinguisher | 776 Allens Avenue | EXT
20 lb. ABC Enigine 13 reserve truck | extinguisher | 776 Allens Avenue | EXT
10 lb. ABC Boiler hall | extinguisher | 776 Allens Avenue | EXT
10 lb. ABC Kitchen | extinguisher | 776 Allens Avenue | EXT
. 30 lb. Purple K UASI foam unit trailer left side | extinguisher | 776 Allens Avenue | EXT
. 30 lb. Purple K UASI foam trailer right side | extinguisher | 776 Allens Avenue | EXT
. 10 lb. ABC 2nd floor outside sbatnroom | extinguisher | 776 Allens Avenue | EXT
. 30 lb. D Spares #9 | extinguisher | 776 Allens Avenue | EXT
. 30 lb. D Spares #10 | extinguisher | 776 Allens Avenue | EXT
. 15 lb. ABC Spares #11 | extinguisher | 776 Allens Avenue | EXT
Alarm System | alarm | 776 Allens Avenue | AL
ABC | extinguisher | 151 North Main Street | EXT
Extinguisher 11 | extinguisher_group | 151 North Main Street | EXT
p 10 lb. ABC 2nd for hall | extinguisher | 151 North Main Street | EXT
p 10 lb. ABC outside boiler | extinguisher | 151 North Main Street | EXT
Firelite ES-200X 1st Floor - Boiler Room | alarm | 151 North Main Street | AL
Heat Detector 1st Floor | alarm_device | 151 North Main Street | AL
Heat Detector 1st Floor- At Stairwell | alarm_device | 151 North Main Street | AL
Heat Detector 1st Floor- Sink Room ( Right Of Stairwell ) | alarm_device | 151 North Main Street | AL
Heat Detector 1st Floor- Dryer Area | alarm_device | 151 North Main Street | AL
Heat Detector 1st Floor- Gym Area | alarm_device | 151 North Main Street | AL
Heat Detector G2-2nd Floor- Top Of Stairwell ( FT ) | alarm_device | 151 North Main Street | AL
Manual Station G2-2nd Floor- Hallway Outside Stairwell | alarm_device | 151 North Main Street | AL
Smoke Detector G2-2nd Floor- Hallway Outside Locker Room | alarm_device | 151 North Main Street | AL
Smoke Detector G2-2nd Floor- Hallway Outside Room Room C 56 | alarm_device | 151 North Main Street | AL
Smoke Detector G2-2nd Floor- Room C 56 | alarm_device | 151 North Main Street | AL
Heat Detector G1-2nd Floor- Supply Room | alarm_device | 151 North Main Street | AL
Smoke Detector G1-2nd Floor- Room 5 | alarm_device | 151 North Main Street | AL
Alarm Switch G1-2nd Floor- Sleep Area (Left Side ) | alarm_device | 151 North Main Street | AL
Smoke Detector G1-2nd Floor- Sleep Area ( Right Side ) | alarm_device | 151 North Main Street | AL
Heat Detector G1-2nd Floor- Storage Closet | alarm_device | 151 North Main Street | AL
Smoke Detector G1-2nd Floor- Hallway Outside Storage Closet | alarm_device | 151 North Main Street | AL
Smoke Detector G1-2nd Floor- Hallway Outside E7 Room | alarm_device | 151 North Main Street | AL
Smoke Detector G1-2nd Floor- E7 Room | alarm_device | 151 North Main Street | AL
Heat Detector G1-2nd Floor- Kitchen ( FT ) | alarm_device | 151 North Main Street | AL
Group 1: Tested Devices Q1 & Q2 12 | alarm_device_group | 151 North Main Street | AL
Group 2 :Untested Devices Q3 & Q4 14 | alarm_device_group | 151 North Main Street | AL
2nd Floor Alarm Devices 14 | alarm_device_group | 151 North Main Street | AL
1st Floor Alarm Devices 5 | alarm_device_group | 151 North Main Street | AL
Heat Detector 2nd floor supply room | alarm_device | 151 North Main Street | AL
Smoke Detector 2nd floor room 5 | alarm_device | 151 North Main Street | AL
Smoke Detector 2nd floor sleeping area | alarm_device | 151 North Main Street | AL
Smoke Detector 2nd floor sleeping area | alarm_device | 151 North Main Street | AL
Heat Detector 2nd floor storage closet | alarm_device | 151 North Main Street | AL
Smoke Detector 2nd floor hallway outside storage closet | alarm_device | 151 North Main Street | AL
Smoke Detector 2nd floor hallway outside E7 room | alarm_device | 151 North Main Street | AL
Smoke Detector 2nd floor E7 room | alarm_device | 151 North Main Street | AL
Heat Detector Q1- 1st Floor - Garage Area | alarm_device | 151 North Main Street | AL
Heat Detector Q1 - 1st Floor Stairway | alarm_device | 151 North Main Street | AL
Heat Detector Q1 - 1st Floor - Slop Sink | alarm_device | 151 North Main Street | AL
Heat Detector Q1 - 1st Floor - Boiler Room | alarm_device | 151 North Main Street | AL
Heat Detector Q1 - 1st Floor - Laundry Room | alarm_device | 151 North Main Street | AL
Heat Detector Q1 - 1st Floor - Workout Room | alarm_device | 151 North Main Street | AL
Heat Detector Q2 - 1st Floor- Uniform Room | alarm_device | 151 North Main Street | AL
Smoke Detector Q2 - 2nd Floor - Stairway | alarm_device | 151 North Main Street | AL
Smoke Detector Q2 - 2nd Floor - Living Room | alarm_device | 151 North Main Street | AL
Smoke Detector Q2 - 2nd Floor - Living Room | alarm_device | 151 North Main Street | AL
Smoke Detector Q2 - 2nd Floor - Hallway | alarm_device | 151 North Main Street | AL
Smoke Detector Q2- 2nd Floor- Right Hallway | alarm_device | 151 North Main Street | AL
Heat Detector Q3- 2nd Floor- Communications | alarm_device | 151 North Main Street | AL
Smoke Detector Q3- 2nd Floor- Room 5 | alarm_device | 151 North Main Street | AL
Smoke Detector Q3- 2nd Floor- Back Bedroom | alarm_device | 151 North Main Street | AL
Smoke Detector Q3- Back Bedroom | alarm_device | 151 North Main Street | AL
Smoke Detector Q3-2nd Floor- Left Hallway | alarm_device | 151 North Main Street | AL
Smoke Detector Q3- 2nd Floor- Left Bedroom | alarm_device | 151 North Main Street | AL
Smoke Detector Q4-2nd Floor- Middle Hallway | alarm_device | 151 North Main Street | AL
Heat Detector Q4- 2nd Floor- Supply Closet | alarm_device | 151 North Main Street | AL
Heat Detector Q4-2nd Floor- Kitchen | alarm_device | 151 North Main Street | AL
Smoke Detector Q4- 2nd Floor | alarm_device | 151 North Main Street | AL
Manual Station Q4- 1st Floor- Door | alarm_device | 151 North Main Street | AL
Manual Station Q4- 2nd Floor- Door | alarm_device | 151 North Main Street | AL
Manual Station Q4- 2nd Floor- By Kitchen | alarm_device | 151 North Main Street | AL
CO Detector Q4- Boiler Room | alarm_device | 151 North Main Street | AL
20 lb. ABC Truck ABC | extinguisher | 151 North Main Street | EXT
15 lb. CO2 Truck CO2 | extinguisher | 151 North Main Street | EXT
20 lb. CO2 Boiler room spare pile | extinguisher | 151 North Main Street | EXT
15 lb. CO2 Boiler room spare pile | extinguisher | 151 North Main Street | EXT
20 lb. ABC Boiler room spare pile | extinguisher | 151 North Main Street | EXT
20 lb. ABC Boiler room spare pile | extinguisher | 151 North Main Street | EXT
5 lb. ABC Boiler room spare pile | extinguisher | 151 North Main Street | EXT
2.5 lb. ABC Boiler room spare pile | extinguisher | 151 North Main Street | EXT
6 L. K Boiler room spare pile | extinguisher | 151 North Main Street | EXT
ABC | extinguisher | 382 Dexter Street | EXT
Fire station repair garage 7 | extinguisher_group | 382 Dexter Street | EXT
p 10 lb. ABC inspection Bay | extinguisher | 382 Dexter Street | EXT
p 15 lb. ABC oil storage | extinguisher | 382 Dexter Street | EXT
p 10 lb. ABC by boiler room | extinguisher | 382 Dexter Street | EXT
p 10 lb. ABC back shop pole | extinguisher | 382 Dexter Street | EXT
p 20 lb. ABC outside machine shshop | extinguisher | 382 Dexter Street | EXT
p 10 lb. ABC shop pole | extinguisher | 382 Dexter Street | EXT
p 10 lb. ABC shop on wall | extinguisher | 382 Dexter Street | EXT
Na Na Na Na | alarm | 382 Dexter Street | AL
Wet Right side of the building | sprinkler | 382 Dexter Street | SP
Q2 | alarm_device_group | 382 Dexter Street | AL
Q3 | alarm_device_group | 382 Dexter Street | AL
Q4 | alarm_device_group | 382 Dexter Street | AL
On riser | control_valve | 382 Dexter Street | SP
Waterflow Device NA | sprinkler_alarm_device | 382 Dexter Street | SP
NA | sprinkler_space | 382 Dexter Street | SP
N/A | fire_department_connection | 382 Dexter Street | SP
Sprinkler Space | sprinkler_space | 382 Dexter Street | SP
Na Na Na Na | alarm | 382 Dexter Street | AL
ABC | extinguisher | 155 Humboldt Avenue | EXT
Building 3 | extinguisher_group | 155 Humboldt Avenue | EXT
p 10 lb. ABC kitchen hall | extinguisher | 155 Humboldt Avenue | EXT
p 10 lb. ABC boiler rm | extinguisher | 155 Humboldt Avenue | EXT
FCI SBP Series ( 4 Zone ) Basement & Q1 NA- Must be taken offline by fire dept personnel on site Pub | alarm | 155 Humboldt Avenue | AL
Basement NA- Must be taken offline by fire dept personnel on site Public properties | monitoring_communicator | 155 Humboldt Avenue | ALMON
Heat Detector Q4-Basement - Boiler Room | alarm_device | 155 Humboldt Avenue | AL
Heat Detector Q4-Basement- Rear Left ( Front - Device #1 ) | alarm_device | 155 Humboldt Avenue | AL
Heat Detector Q4-Basement- Rear Left ( Rear - Device# 2 ) | alarm_device | 155 Humboldt Avenue | AL
Heat Detector Q4-Basement- Rear Right ( Device# 4 ) | alarm_device | 155 Humboldt Avenue | AL
Heat Detector Q4-1st Floor- Laundry Closet | alarm_device | 155 Humboldt Avenue | AL
Heat Detector Q4-1st Floor- Air Supply Room | alarm_device | 155 Humboldt Avenue | AL
Heat Detector Q1-1st Floor- Kitchen | alarm_device | 155 Humboldt Avenue | AL
Smoke Detector Q1-1st Floor- Hallway Outside Kitchen | alarm_device | 155 Humboldt Avenue | AL
Heat Detector Q1-1st Floor- Living Room | alarm_device | 155 Humboldt Avenue | AL
Heat Detector Q1-1st Floor- Inside Stairwell To 2nd Floor | alarm_device | 155 Humboldt Avenue | AL
Smoke Detector Q1-2nd Floor - 1st Room On Right | alarm_device | 155 Humboldt Avenue | AL
Smoke Detector Q1-2nd Floor- 2nd Room On Right | alarm_device | 155 Humboldt Avenue | AL
Smoke Detector Q1-2nd Floor- Hallway Towards Restroom | alarm_device | 155 Humboldt Avenue | AL
Smoke Detector Q2-2nd Floor- 3rd Room On Right | alarm_device | 155 Humboldt Avenue | AL
Smoke Detector Q2-2nd Floor- 4th Room On Right | alarm_device | 155 Humboldt Avenue | AL
Smoke Detector Q2-2nd Floor- 5th Room On Right | alarm_device | 155 Humboldt Avenue | AL
Heat Detector Q2-2nd Floor- 1st Room On Left | alarm_device | 155 Humboldt Avenue | AL
Smoke Detector Q2-2nd Floor- 2nd Room On Left | alarm_device | 155 Humboldt Avenue | AL
Smoke Detector Q2 -2nd Floor- 3rd Room On Left | alarm_device | 155 Humboldt Avenue | AL
Smoke Detector Q2-2nd Floor- 4th Room On Left | alarm_device | 155 Humboldt Avenue | AL
Smoke Detector Q3-2nd Floor- 4th Room On Left | alarm_device | 155 Humboldt Avenue | AL
Smoke Detector Q3-2nd Floor- 5th Room On Left | alarm_device | 155 Humboldt Avenue | AL
Smoke Detector Q3-2nd Floor - End Of Hallway | alarm_device | 155 Humboldt Avenue | AL
Smoke Detector Q3-2nd Floor- Left Side Hallway Between 2 Rooms | alarm_device | 155 Humboldt Avenue | AL
Smoke Detector Q3-2nd Floor- By Firefighter Drop & Stairwell | alarm_device | 155 Humboldt Avenue | AL
Manual Station Q3-2nd Floor- Top Of Stairwell | alarm_device | 155 Humboldt Avenue | AL
Smoke Detector Q3-2nd Floor- Top Of Stairwell | alarm_device | 155 Humboldt Avenue | AL
Alarm Device Group | alarm_device_group | 155 Humboldt Avenue | AL
#2 Q2 8 | alarm_device_group | 155 Humboldt Avenue | AL
#3 Q3 7 | alarm_device_group | 155 Humboldt Avenue | AL
#4 Q4 6 | alarm_device_group | 155 Humboldt Avenue | AL
p 10 lb. ABC Rite side bay | extinguisher | 155 Humboldt Avenue | EXT
Heat Detector Q2- 1st Floor- Garage Storage | alarm_device | 155 Humboldt Avenue | AL
#NAME? | clean_agent_suppression | 215 West Exchange Street | CASUP
- - - | kitchen_fire_suppression | 215 West Exchange Street | KISUP
ABC | extinguisher | 215 West Exchange Street | EXT
Telecommunications 9 | extinguisher_group | 215 West Exchange Street | EXT
5 lb. ABC fire dispatch | extinguisher | 215 West Exchange Street | EXT
X-AA10S 10 lb. ABC Communications kitchen | extinguisher | 215 West Exchange Street | EXT
10 lb. ABC generator room | extinguisher | 215 West Exchange Street | EXT
10 lb. ABC Boiler Room | extinguisher | 215 West Exchange Street | EXT
10 lb. ABC basement | extinguisher | 215 West Exchange Street | EXT
10 lb. ABC garage under work table | extinguisher | 215 West Exchange Street | EXT
2.5 lb. ABC garage also under work table | extinguisher | 215 West Exchange Street | EXT
37103 call center | clean_agent_cylinder | 215 West Exchange Street | CASUP
37102 call center | clean_agent_cylinder | 215 West Exchange Street | CASUP
FCI FCI 72 First Floor Control Center Local Fire Alarm System | alarm | 215 West Exchange Street | AL
Wet Lower Level Office | sprinkler | 215 West Exchange Street | SP
Smoke Detector Q1-1st Floor-Hallway Outside Control Center | alarm_device | 215 West Exchange Street | AL
Smoke Detector Q1-1st Hallway- Hallway Outside Deputy Directorâ€™s Office | alarm_device | 215 West Exchange Street | AL
Manual Station Q1-1st Floor- Entrance By Deputy Directorâ€™s Office | alarm_device | 215 West Exchange Street | AL
Smoke Detector Q1-1st Floor- Hallway Outside Conference / Lunch Room | alarm_device | 215 West Exchange Street | AL
Smoke Detector Q1-1st Floor- Hallway Outside Menâ€™s Room | alarm_device | 215 West Exchange Street | AL
Manual Station Q1-1st Floor- Hallway Outside Locker Room | alarm_device | 215 West Exchange Street | AL
Smoke Detector Q1-1st Floor- Hallway Outside Fire Control Center | alarm_device | 215 West Exchange Street | AL
Smoke Detector Q2-1st Floor- Hallway Outside Kitchen | alarm_device | 215 West Exchange Street | AL
Heat Detector Q2-1st Floor- Kitchen | alarm_device | 215 West Exchange Street | AL
Manual Station Q2-1st Floor- Hallway Outside Kitchen | alarm_device | 215 West Exchange Street | AL
Smoke Detector Q2-1st Floor- Inside Stairwell | alarm_device | 215 West Exchange Street | AL
Heat Detector Q2-1st Floor- Channel 4 Room ( Left Side ) | alarm_device | 215 West Exchange Street | AL
Heat Detector Q2-1st Floor- Channel 4 Room ( Right Side ) | alarm_device | 215 West Exchange Street | AL
Smoke Detector Q3-1st Floor- Hallway Outside Channel 4 Room | alarm_device | 215 West Exchange Street | AL
Smoke Detector Q3-1st Floor- Hallway Outside Sue Pâ€™s Office | alarm_device | 215 West Exchange Street | AL
Smoke Detector Q3-Basement- Electrical Room | alarm_device | 215 West Exchange Street | AL
Smoke Detector Q3-Basement- Cable Room | alarm_device | 215 West Exchange Street | AL
Smoke Detector Q3-Basement - Radio Room | alarm_device | 215 West Exchange Street | AL
Smoke Detector Q3-Basement- Communications Operations Room | alarm_device | 215 West Exchange Street | AL
Smoke Detector Q4-Basement- Chief Radio Engineerâ€™s Room | alarm_device | 215 West Exchange Street | AL
Manual Station Q4-Basement - Entrance At Garage Door | alarm_device | 215 West Exchange Street | AL
Manual Station Q4-Basement- Hallway At Bottom Of Stairwell | alarm_device | 215 West Exchange Street | AL
Duct Detector Q4-Basement - AHU ( Turn Knob Then Reset W/ Lever ) | alarm_device | 215 West Exchange Street | AL
Duct Detector Q4-Basement- AHU ( Turn Knob, Then Reset W/ Lever ) | alarm_device | 215 West Exchange Street | AL
Manual Station Q4-Basement- Exit In Boiler Room | alarm_device | 215 West Exchange Street | AL
Sprinkler Devices 7 | alarm_device_group | 215 West Exchange Street | AL
Wet Lower Level Office | sprinkler | 215 West Exchange Street | SP
Tamper Switch Lower Level Office City Side | sprinkler_alarm_device | 215 West Exchange Street | SP
Tamper Switch Lower Level Office System Side | sprinkler_alarm_device | 215 West Exchange Street | SP
Tamper Switch Lower Level Office Basement (lower level) Sectional | sprinkler_alarm_device | 215 West Exchange Street | SP
Tamper Switch Lower Level Office First Floor Sectional | sprinkler_alarm_device | 215 West Exchange Street | SP
Waterflow Device Lower Level Office Main | sprinkler_alarm_device | 215 West Exchange Street | SP
Waterflow Device Lower Level Office Basement (lower level) | sprinkler_alarm_device | 215 West Exchange Street | SP
Waterflow Device Lower Level Office First Floor | sprinkler_alarm_device | 215 West Exchange Street | SP
Facility North East Side of Building | fire_department_connection | 215 West Exchange Street | SP
Tamper Switch Lowe level office | alarm_device | 215 West Exchange Street | AL
Tamper Switch Lower level office | alarm_device | 215 West Exchange Street | AL
Tamper Switch Lower level office basement section | alarm_device | 215 West Exchange Street | AL
Tamper Switch Lower level office | alarm_device | 215 West Exchange Street | AL
Waterflow Device Lower level office basement | alarm_device | 215 West Exchange Street | AL
Waterflow Device Lower level office Main | alarm_device | 215 West Exchange Street | AL
Waterflow Device Lower level office 1st floor | alarm_device | 215 West Exchange Street | AL
Waterflow Device Lower Level Office | sprinkler_alarm_device | 215 West Exchange Street | SP
Waterflow Device Lower Level Office | sprinkler_alarm_device | 215 West Exchange Street | SP
Waterflow Device Lower Level Office | sprinkler_alarm_device | 215 West Exchange Street | SP
Lower Level Office | control_valve | 215 West Exchange Street | SP
Lower Level Office | control_valve | 215 West Exchange Street | SP
Lower Level Office | control_valve | 215 West Exchange Street | SP
Lower Level Office | control_valve | 215 West Exchange Street | SP
Lower Level Office | sprinkler_space | 215 West Exchange Street | SP
Lower Level Office | sprinkler_space | 215 West Exchange Street | SP
Q2 6 | alarm_device_group | 215 West Exchange Street | AL
Q3 6 | alarm_device_group | 215 West Exchange Street | AL
Q4 6 | alarm_device_group | 215 West Exchange Street | AL
10 lb. ABC Corridor | extinguisher | 215 West Exchange Street | EXT
10 lb. ABC Garage near radio room | extinguisher | 215 West Exchange Street | EXT
10 lb. ABC Corridor across from kitchen | extinguisher | 215 West Exchange Street | EXT
ABC | extinguisher | 223 Brook Street | EXT
Extinguishers 7 | extinguisher_group | 223 Brook Street | EXT
. 10 lb. ABC In garage rear near washing machine | extinguisher | 223 Brook Street | EXT
. 10 lb. ABC Basement Outside of boiler room | extinguisher | 223 Brook Street | EXT
. 10 lb. ABC 2nd floor Outside of kitchen | extinguisher | 223 Brook Street | EXT
FCI S3 series First floor deer closet behind fire coats | alarm | 223 Brook Street | AL
Group 1 Q-3 devices 7 | alarm_device_group | 223 Brook Street | AL
Group 2 | alarm_device_group | 223 Brook Street | AL
Smoke Detector G1-2nd floor hall at stairwell | alarm_device | 223 Brook Street | AL
Manual Station G1-2nd floor | alarm_device | 223 Brook Street | AL
Smoke Detector G1-2nd floor TV room | alarm_device | 223 Brook Street | AL
Smoke Detector G1-2nd Floor sleep room ( left side ) | alarm_device | 223 Brook Street | AL
Smoke Detector G1-2nd Floor Ladder 8 | alarm_device | 223 Brook Street | AL
Smoke Detector G1-2nd floor sleep room ( right side ) | alarm_device | 223 Brook Street | AL
Q2 6 | alarm_device_group | 223 Brook Street | AL
Heat Detector G2-1st Floor- Rear Garage Near Gym | alarm_device | 223 Brook Street | AL
Heat Detector G2- Basement stairwell | alarm_device | 223 Brook Street | AL
Heat Detector G2- Bathroom | alarm_device | 223 Brook Street | AL
Heat Detector G2-1st floor coat closet | alarm_device | 223 Brook Street | AL
Heat Detector G2-1st floor coat closet | alarm_device | 223 Brook Street | AL
Heat Detector G2- Bath | alarm_device | 223 Brook Street | AL
. 10 lb. ABC 2nd garage area | extinguisher | 223 Brook Street | EXT
Second floor hall by kitchen | alarm_secondary_power_supply | 223 Brook Street | AL
Smoke Detector Second floor stairwell | alarm_device | 223 Brook Street | AL
Smoke Detector Second floor dayroom | alarm_device | 223 Brook Street | AL
Manual Station Second floor hall by electric panel | alarm_device | 223 Brook Street | AL
Heat Detector Second-floor kitchen | alarm_device | 223 Brook Street | AL
Heat/Smoke Detector Second floor common hall by lockers | alarm_device | 223 Brook Street | AL
Heat Detector Second floor, restroom by showers | alarm_device | 223 Brook Street | AL
Heat Detector Second floor restroom with showers in it | alarm_device | 223 Brook Street | AL
Q4 8 | alarm_device_group | 223 Brook Street | AL
Smoke Detector Bottom of stairs | alarm_device | 223 Brook Street | AL
Smoke Detector Storage room | alarm_device | 223 Brook Street | AL
Heat Detector Boiler room | alarm_device | 223 Brook Street | AL
Manual Station Front door | alarm_device | 223 Brook Street | AL
Manual Station Top of basement stairs | alarm_device | 223 Brook Street | AL
Manual Station Long garage bay door | alarm_device | 223 Brook Street | AL
. 6 L. K 2nd floor inside kitchen (need to add) | extinguisher | 223 Brook Street | EXT
. 10 lb. ABC 2nd floor outside bathrooms (need to add) | extinguisher | 223 Brook Street | EXT
. 10 lb. ABC In garage near garage doors (need to add) | extinguisher | 223 Brook Street | EXT
Heat Detector Laundry | alarm_device | 223 Brook Street | AL
Smoke Detector At laundry | alarm_device | 223 Brook Street | AL
ABC | extinguisher | 25 Dorrance Street | EXT
Extinguisher 32 | extinguisher_group | 25 Dorrance Street | EXT
10 lb. ABC archives near stairs | extinguisher | 25 Dorrance Street | EXT
10 lb. ABC 5th hall near 508 | extinguisher | 25 Dorrance Street | EXT
10 lb. ABC 5th hall near 501 | extinguisher | 25 Dorrance Street | EXT
10 lb. ABC 4th fl hall near unit 409 | extinguisher | 25 Dorrance Street | EXT
10 lb. ABC 4th fl hall near unit 401 | extinguisher | 25 Dorrance Street | EXT
10 lb. ABC 3rd fl hall near unit 304 | extinguisher | 25 Dorrance Street | EXT
10 lb. ABC 3rd fl hall near 307 | extinguisher | 25 Dorrance Street | EXT
10 lb. ABC 2nd fl hall near 209 | extinguisher | 25 Dorrance Street | EXT
10 lb. ABC 2nd fl hall near 203 | extinguisher | 25 Dorrance Street | EXT
10 lb. ABC 1st fl hall | extinguisher | 25 Dorrance Street | EXT
10 lb. ABC 1st fl hall | extinguisher | 25 Dorrance Street | EXT
10 lb. ABC basement1 | extinguisher | 25 Dorrance Street | EXT
10 lb. ABC basement2 | extinguisher | 25 Dorrance Street | EXT
FCI S3 Series 1st Floor-Side Entrance MB# 6812 | alarm | 25 Dorrance Street | AL
Wet Basement Sprinkler Room | sprinkler | 25 Dorrance Street | SP
10 lb. ABC Basement | extinguisher | 25 Dorrance Street | EXT
10 lb. ABC Basement | extinguisher | 25 Dorrance Street | EXT
20 lb. ABC Elevator machine rm | extinguisher | 25 Dorrance Street | EXT
10 lb. ABC Outside elevator room basement | extinguisher | 25 Dorrance Street | EXT
10 lb. ABC Outside boiler room | extinguisher | 25 Dorrance Street | EXT
10 lb. ABC Boiler room | extinguisher | 25 Dorrance Street | EXT
Q2 28 | alarm_device_group | 25 Dorrance Street | AL
Q3 18 | alarm_device_group | 25 Dorrance Street | AL
Q4 20 | alarm_device_group | 25 Dorrance Street | AL
1st Floor Side Entrance MB# 6812 | monitoring_communicator | 25 Dorrance Street | ALMON
Annunciators NA | ancillary_alarm_device | 25 Dorrance Street | AL
5th Floor- Room 507 ( Hallway ) | alarm_secondary_power_supply | 25 Dorrance Street | AL
4th Floor- Room 407 ( Kitchen ) | alarm_secondary_power_supply | 25 Dorrance Street | AL
Smoke Detector 5th Floor- Hallway Outside Room 501 | alarm_device | 25 Dorrance Street | AL
Smoke Detector Q1-5th Floor- Hallway Outside Elevator | alarm_device | 25 Dorrance Street | AL
Smoke Detector 5th Floor- Hallway Outside Room 511 | alarm_device | 25 Dorrance Street | AL
Smoke Detector Q1-5th Floor- Hallway Outside Restrooms | alarm_device | 25 Dorrance Street | AL
Manual Station Q1-5th Floor- Hallway Outside Room 508 | alarm_device | 25 Dorrance Street | AL
Smoke Detector Q1-5th Floor- Hallway Outside 508 | alarm_device | 25 Dorrance Street | AL
Smoke Detector Q1-5th Floor- Hallway Outside Room 506 | alarm_device | 25 Dorrance Street | AL
Smoke Detector Q1-5th Floor- Room 501 ( Rear Stairwell ) | alarm_device | 25 Dorrance Street | AL
Manual Station Q1-5th Floor- Room 501 ( By Rear Stairwell ) | alarm_device | 25 Dorrance Street | AL
Smoke Detector Q1-5th Floor - Room 501 ( Front Hallway ) | alarm_device | 25 Dorrance Street | AL
Smoke Detector Q1-5th Floor- Room 509 | alarm_device | 25 Dorrance Street | AL
Smoke Detector Q1-5th Floor- Room 507 ( Hallway ) At Booster | alarm_device | 25 Dorrance Street | AL
Smoke Detector Q1-4th Floor- Hallway Outside Room 401 | alarm_device | 25 Dorrance Street | AL
Smoke Detector Q1-4th Floor- Hallway Outside Elevator | alarm_device | 25 Dorrance Street | AL
Smoke Detector Q1-4th Floor- Hallway Outside Room 410 | alarm_device | 25 Dorrance Street | AL
Smoke Detector Q1-4th Floor- Hallway Outside Room 409 | alarm_device | 25 Dorrance Street | AL
Smoke Detector Q1-4th Floor- Hallway ( Center ) By Room 406 | alarm_device | 25 Dorrance Street | AL
Smoke Detector Q1-4th Floor- Hallway Outside Room 406 | alarm_device | 25 Dorrance Street | AL
Smoke Detector Q1-4th Floor- Hallway Outside Room 405 | alarm_device | 25 Dorrance Street | AL
Smoke Detector Q1-4th Floor- Room 401 ( Rear Stairwell ) | alarm_device | 25 Dorrance Street | AL
Manual Station Q1-4th Floor- Hallway Outside Room 407 | alarm_device | 25 Dorrance Street | AL
Heat Detector Q1- 4th Floor- Room 408- Rear Left Room | alarm_device | 25 Dorrance Street | AL
Heat Detector Q1- 4th Floor- Room 408 ( Data Room ) | alarm_device | 25 Dorrance Street | AL
Smoke Detector Q2-3rd Floor- Hallway Outside Room 302 | alarm_device | 25 Dorrance Street | AL
Smoke Detector Q2-3rd Floor- Hallway Outside Room 301 | alarm_device | 25 Dorrance Street | AL
Smoke Detector Q2-3rd Floor- Hallway Outside Room 301 ( By Stairwell ) | alarm_device | 25 Dorrance Street | AL
Manual Station Q2-3rd Floor- Hallway Outside Room 301 ( By Stairwell ) | alarm_device | 25 Dorrance Street | AL
Smoke Detector Q2-3rd Floor- Stairwell Outside Room 301 | alarm_device | 25 Dorrance Street | AL
Smoke Detector Q2-3rd Floor Hallway By Room 303 | alarm_device | 25 Dorrance Street | AL
Smoke Detector Q2-3rd Floor Hallway Outside Elevator | alarm_device | 25 Dorrance Street | AL
Smoke Detector Q2-3rd Floor- Hallway Outside Room 311 | alarm_device | 25 Dorrance Street | AL
Smoke Detector Q2-3rd Floor- Hallway Outside Room 308 | alarm_device | 25 Dorrance Street | AL
Manual Station Q2-3rd Floor Hallway Outside Room 308 | alarm_device | 25 Dorrance Street | AL
Smoke Detector Q2-3rd Floor- Hallway ( Center ) By Room 308 | alarm_device | 25 Dorrance Street | AL
Smoke Detector Q2-3rd Floor- Hallway Outside Room 305 | alarm_device | 25 Dorrance Street | AL
Smoke Detector Q2-3rd Floor- Hallway Outside Room 304 | alarm_device | 25 Dorrance Street | AL
Smoke Detector Q2-5th Floor Hallway Outside Room 501 | alarm_device | 25 Dorrance Street | AL
Smoke Detector Q2-5th Floor Hallway Outside Room 511 | alarm_device | 25 Dorrance Street | AL
Smoke Detector Q3-2nd Floor Hallway Outside Mayorâ€™s Office Room 202 | alarm_device | 25 Dorrance Street | AL
Manual Station Q3-2nd Floor Hallway Outside Mayorâ€™s Office Room 202 | alarm_device | 25 Dorrance Street | AL
Smoke Detector Q3-2nd Floor Hallway Outside Room 201 | alarm_device | 25 Dorrance Street | AL
Smoke Detector Q3-2nd Floor Hallway Outside Elevator | alarm_device | 25 Dorrance Street | AL
Manual Station Q3-2nd Floor Left Of Elevator | alarm_device | 25 Dorrance Street | AL
Smoke Detector Q3-2nd Floor Hallway Outside Room 209 | alarm_device | 25 Dorrance Street | AL
Smoke Detector Q3-2nd Floor Hallway Outside Room 207 | alarm_device | 25 Dorrance Street | AL
Manual Station Q3-2nd Floor Hallway Outside Room 207 | alarm_device | 25 Dorrance Street | AL
Smoke Detector Q3-2nd Floor Hallway Outside Room 205 | alarm_device | 25 Dorrance Street | AL
Smoke Detector Q3-2nd Floor Hallway Outside Room 203 | alarm_device | 25 Dorrance Street | AL
Manual Station Q3-2nd Floor Rear Hallway Room 201 At Emergency Stairwell | alarm_device | 25 Dorrance Street | AL
Smoke Detector Q3-2nd Floor Rear Emergency Stairwell Room 201 | alarm_device | 25 Dorrance Street | AL
2nd Floor- Room #206 | alarm_secondary_power_supply | 25 Dorrance Street | AL
Basement- By Electrical Panels | alarm_secondary_power_supply | 25 Dorrance Street | AL
Smoke Detector Q3-2nd Floor - Room #206 | alarm_device | 25 Dorrance Street | AL
Manual Station 1st Floor- At FACP | alarm_device | 25 Dorrance Street | AL
Smoke Detector 1st Floor- At FACP | alarm_device | 25 Dorrance Street | AL
Smoke Detector 1st Floor- Hallway Outside Maintenance Office | alarm_device | 25 Dorrance Street | AL
Smoke Detector 1st Floor- Hallway Outside Restrooms | alarm_device | 25 Dorrance Street | AL
Smoke Detector Q4-1st Floor- Hallway By ATM Machine | alarm_device | 25 Dorrance Street | AL
Smoke Detector Q4-1st Floor- Hallway By Fulton Street Exit | alarm_device | 25 Dorrance Street | AL
Manual Station Q4-1st Floor- Hallway By Fulton Street Exit | alarm_device | 25 Dorrance Street | AL
Smoke Detector Q4-1st Floor- Electrical Room #105 | alarm_device | 25 Dorrance Street | AL
Smoke Detector Q4-1st Floor- Hallway By Washington Street Exit | alarm_device | 25 Dorrance Street | AL
Manual Station Q4-1st Floor- Hallway By Washington Street Exit | alarm_device | 25 Dorrance Street | AL
Smoke Detector Q4-1st Floor- Hallway Outside Elevator | alarm_device | 25 Dorrance Street | AL
Smoke Detector Q4-1st Floor- Hallway Outside Basement Entrance | alarm_device | 25 Dorrance Street | AL
Smoke Detector Q4-1st Floor- Hallway By Eddy Street Exit | alarm_device | 25 Dorrance Street | AL
Manual Station Q4-1st Floor- Hallway By Eddy Street Exit | alarm_device | 25 Dorrance Street | AL
Smoke Detector Q4-1st Floor- Hallway By Room # 113 | alarm_device | 25 Dorrance Street | AL
Manual Station Q4-Basement- Bottom Of Stairs | alarm_device | 25 Dorrance Street | AL
Smoke Detector Q4-Basement- By Nac Power Supply | alarm_device | 25 Dorrance Street | AL
Heat Detector Q4-Basement- By Nac Pwr Supply ( Protecto Wire Test Switch - Rear Loop ) | alarm_device | 25 Dorrance Street | AL
Heat Detector Q4-Basement- By Nac Pwr Supply ( Protecto Wire Test Switch - Front Loop ) | alarm_device | 25 Dorrance Street | AL
Waterflow Device Basement | sprinkler_alarm_device | 25 Dorrance Street | SP
Waterflow Device Room 102 | sprinkler_alarm_device | 25 Dorrance Street | SP
Tamper Switch Basement Sprinkler Room | sprinkler_alarm_device | 25 Dorrance Street | SP
Tamper Switch Basement Sprinkler Room | sprinkler_alarm_device | 25 Dorrance Street | SP
Tamper Switch Basement Left of Sprinkler entrance | sprinkler_alarm_device | 25 Dorrance Street | SP
Tamper Switch Basement Rear | sprinkler_alarm_device | 25 Dorrance Street | SP
Tamper Switch Basement New Elevator Room | sprinkler_alarm_device | 25 Dorrance Street | SP
Front of Building | fire_department_connection | 25 Dorrance Street | SP
Tamper Switch Room 102 | sprinkler_alarm_device | 25 Dorrance Street | SP
None | sprinkler_space | 25 Dorrance Street | SP
Automatic Wet (3) Through Out Building and Offices | stand_pipe | 25 Dorrance Street | SPIPE
Throughout | standpipe_valve | 25 Dorrance Street | SPIPE
Manual Station Q2- 4th Floor- Room 401 ( Rear Hallway By Stairwell ) | alarm_device | 25 Dorrance Street | AL
Smoke Detector Q2- 4th Floor- Room 401 ( Rear Hallway By Stairwell ) | alarm_device | 25 Dorrance Street | AL
Smoke Detector Q2- 4th Floor- Room 407 ( Kitchen ) | alarm_device | 25 Dorrance Street | AL
Manual Station Q3-1st Floor-At FACP | alarm_device | 25 Dorrance Street | AL
Smoke Detector Q3- 1st Floor At FACP | alarm_device | 25 Dorrance Street | AL
Smoke Detector Q3-1st Floor- Hallway Outside Maintenance Office | alarm_device | 25 Dorrance Street | AL
Smoke Detector Q3- 1st Floor- Hallway Outside Restrooms | alarm_device | 25 Dorrance Street | AL
Basement sprinkler room (city side) | control_valve | 25 Dorrance Street | SP
Basement sprinkler room (system side) | control_valve | 25 Dorrance Street | SP
Basement Left of Sprinkler entrance | control_valve | 25 Dorrance Street | SP
Basement Rear | control_valve | 25 Dorrance Street | SP
Basement New Elevator Room | control_valve | 25 Dorrance Street | SP
Room 102 | control_valve | 25 Dorrance Street | SP
Automatic Wet (3) Through Out Building and Offices | stand_pipe | 25 Dorrance Street | SPIPE
10 lb. ABC Unit 203 tax office | extinguisher | 25 Dorrance Street | EXT
10 lb. ABC Basement | extinguisher | 25 Dorrance Street | EXT
10 lb. ABC Unit 409 retirement | extinguisher | 25 Dorrance Street | EXT
5 lb. Halotron Unit 408 | extinguisher | 25 Dorrance Street | EXT
10 lb. ABC Unit 311 | extinguisher | 25 Dorrance Street | EXT
10 lb. ABC Unit 208 | extinguisher | 25 Dorrance Street | EXT
10 lb. ABC Unit 104 | extinguisher | 25 Dorrance Street | EXT
10 lb. ABC Entrance to basement | extinguisher | 25 Dorrance Street | EXT
Sprinkler 8 | alarm_device_group | 25 Dorrance Street | AL
Tamper Switch Basement sprinkler room | alarm_device | 25 Dorrance Street | AL
Tamper Switch Basement sprinkler room | alarm_device | 25 Dorrance Street | AL
Tamper Switch Basement left of sprinkler entrance | alarm_device | 25 Dorrance Street | AL
Tamper Switch Basement rear | alarm_device | 25 Dorrance Street | AL
Tamper Switch Basement near elevator room | alarm_device | 25 Dorrance Street | AL
Tamper Switch 102 | alarm_device | 25 Dorrance Street | AL
Waterflow Device Basement sprinkler room | alarm_device | 25 Dorrance Street | AL
Waterflow Device 102 | alarm_device | 25 Dorrance Street | AL
Automatic Wet (3) Through Out Building and Offices | stand_pipe | 25 Dorrance Street | SPIPE
Automatic Wet (3) Through Out Building and Offices | stand_pipe | 25 Dorrance Street | SPIPE
10 lb. ABC Archives | extinguisher | 25 Dorrance Street | EXT
5 lb. ABC Unit 103 | extinguisher | 25 Dorrance Street | EXT
Manual Station 5th floor archive stair left | alarm_device | 25 Dorrance Street | AL
Manual Station 5th floor archive stair right | alarm_device | 25 Dorrance Street | AL
Heat Detector 5th floor stair to phone room | alarm_device | 25 Dorrance Street | AL
Smoke Detector 5th floor hall near phone room | alarm_device | 25 Dorrance Street | AL
Heat Detector 5th floor phone room | alarm_device | 25 Dorrance Street | AL
Smoke Detector Archive hall | alarm_device | 25 Dorrance Street | AL
Heat Detector Protector wire | alarm_device | 25 Dorrance Street | AL
Beam Detector Archive beam smoke | alarm_device | 25 Dorrance Street | AL
Manual Station Attic | alarm_device | 25 Dorrance Street | AL
Beam Detector 5th floor beam smoke | alarm_device | 25 Dorrance Street | AL
Heat Detector Attic storage | alarm_device | 25 Dorrance Street | AL
Heat Detector Attic right side storage | alarm_device | 25 Dorrance Street | AL
Heat Detector Attic elevator shaft right | alarm_device | 25 Dorrance Street | AL
Heat Detector Attic right side storage room 2 | alarm_device | 25 Dorrance Street | AL
Heat Detector Attic right side storage room 3 | alarm_device | 25 Dorrance Street | AL
Heat Detector Attic right side hall | alarm_device | 25 Dorrance Street | AL
Heat Detector Attic left side hall | alarm_device | 25 Dorrance Street | AL
Heat Detector Attic left side storage room 4 | alarm_device | 25 Dorrance Street | AL
Heat Detector Attic left side storage room 3 | alarm_device | 25 Dorrance Street | AL
Heat Detector Attic left side storage room 2 | alarm_device | 25 Dorrance Street | AL
Heat Detector Attic left side hall | alarm_device | 25 Dorrance Street | AL
Heat Detector Attic left side storage room 1 | alarm_device | 25 Dorrance Street | AL
Heat Detector Attic left side storage room | alarm_device | 25 Dorrance Street | AL
Heat Detector Attic protector wire | alarm_device | 25 Dorrance Street | AL
Heat Detector Archive 2nd level storage room | alarm_device | 25 Dorrance Street | AL
Beam Detector Archive beam smoke detector | alarm_device | 25 Dorrance Street | AL
Smoke Detector 1st floor outside 103 | alarm_device | 25 Dorrance Street | AL
Manual Station 1st floor Fulton St exit | alarm_device | 25 Dorrance Street | AL
10 lb. ABC Right of elevator | extinguisher | 25 Dorrance Street | EXT
10 lb. ABC Left of door in 209 | extinguisher | 25 Dorrance Street | EXT
10 lb. ABC Board of canvassers and registration | extinguisher | 25 Dorrance Street | EXT
Basement Sprinkler Room -Basement Sprinkler Room Dry | dry_sprinkler | 158 Messer Street | SP
Cerberus Pyrotronics MXL-IQ 1st Floor Side Entrance 3734 | alarm | 158 Messer Street | AL
Wet -Basement Sprinkler Room Basement Sprinkler Room | sprinkler | 158 Messer Street | SP
#NAME? | extinguisher | 158 Messer Street | EXT
basement | dry_valve | 158 Messer Street | SP
Basement sprinkler room | dry_valve | 158 Messer Street | SP
ABC | extinguisher | 158 Messer Street | EXT
Extinguishers 17 | extinguisher_group | 158 Messer Street | EXT
u 10 lb. ABC hot bar front | extinguisher | 158 Messer Street | EXT
u 10 lb. ABC front exit | extinguisher | 158 Messer Street | EXT
u 10 lb. ABC side hall | extinguisher | 158 Messer Street | EXT
10 lb. ABC Warehouse left | extinguisher | 158 Messer Street | EXT
u 6 L. K Kitchen | extinguisher | 158 Messer Street | EXT
u 10 lb. ABC School hall | extinguisher | 158 Messer Street | EXT
Manual Station 3rd Floor by Room 13 | alarm_device | 158 Messer Street | AL
Manual Station 3rd Floor by Room 12 | alarm_device | 158 Messer Street | AL
Smoke Detector 3rd Floor Stair by Room 14 | alarm_device | 158 Messer Street | AL
Smoke Detector 3rd Floor Stair by Room 11 | alarm_device | 158 Messer Street | AL
Smoke Detector 3rd Floor Hall between 14 and L1 | alarm_device | 158 Messer Street | AL
Smoke Detector 3rd Floor Hall by Room 14 | alarm_device | 158 Messer Street | AL
Smoke Detector 3rd Floor Hall by Room 13 | alarm_device | 158 Messer Street | AL
Smoke Detector 3rd Floor Stair by Room 13 | alarm_device | 158 Messer Street | AL
Smoke Detector 3rd Floor Hall by Room 11 | alarm_device | 158 Messer Street | AL
Manual Station 3rd Floor Hall by Room 11 | alarm_device | 158 Messer Street | AL
Tamper Switch City | alarm_device | 158 Messer Street | AL
Tamper Switch Wet | alarm_device | 158 Messer Street | AL
Tamper Switch Dry | alarm_device | 158 Messer Street | AL
Pressure Switch Dry System 2 Flow | alarm_device | 158 Messer Street | AL
Waterflow Device System 1 | alarm_device | 158 Messer Street | AL
Pressure Switch Low Air | alarm_device | 158 Messer Street | AL
Heat Detector Social Workers Office | alarm_device | 158 Messer Street | AL
Heat Detector Girls Restroom | alarm_device | 158 Messer Street | AL
Heat Detector Storage Room | alarm_device | 158 Messer Street | AL
Smoke Detector Hall by Gym | alarm_device | 158 Messer Street | AL
Heat Detector Men's Room by Cafe | alarm_device | 158 Messer Street | AL
Smoke Detector Hall by Cafe | alarm_device | 158 Messer Street | AL
Smoke Detector Hall to Gym | alarm_device | 158 Messer Street | AL
Smoke Detector Hall to Gym | alarm_device | 158 Messer Street | AL
Smoke Detector Above FACP | alarm_device | 158 Messer Street | AL
Manual Station 2nd Floor Hall by Room 7 | alarm_device | 158 Messer Street | AL
Manual Station 2nd Floor Hall by Room 6 | alarm_device | 158 Messer Street | AL
Manual Station 2nd Floor Hall by Room 10 | alarm_device | 158 Messer Street | AL
Smoke Detector 2nd Floor by Nurses Office | alarm_device | 158 Messer Street | AL
Smoke Detector 2nd Floor Hall by Room 10 | alarm_device | 158 Messer Street | AL
Smoke Detector 2nd Floor Hall between 6 and 7 | alarm_device | 158 Messer Street | AL
Smoke Detector 2nd Floor Hall between 8 and 9 | alarm_device | 158 Messer Street | AL
Manual Station 1st Floor Main Entrance Lobby | alarm_device | 158 Messer Street | AL
Smoke Detector 1st Floor Hall | alarm_device | 158 Messer Street | AL
Smoke Detector 1st Floor Hall | alarm_device | 158 Messer Street | AL
Smoke Detector 1st Floor Hall | alarm_device | 158 Messer Street | AL
Smoke Detector 1st Floor Hall | alarm_device | 158 Messer Street | AL
Smoke Detector 1st Floor Hall | alarm_device | 158 Messer Street | AL
Smoke Detector 1st Floor by Room 3 | alarm_device | 158 Messer Street | AL
Smoke Detector 1st Floor by Room 4 | alarm_device | 158 Messer Street | AL
Manual Station Basement Music Room | alarm_device | 158 Messer Street | AL
Manual Station Basement Girls Sink Area | alarm_device | 158 Messer Street | AL
Manual Station Basement Music Boiler Room | alarm_device | 158 Messer Street | AL
Control Valve | control_valve | 158 Messer Street | SP
Control Valve | control_valve | 158 Messer Street | SP
Control Valve | control_valve | 158 Messer Street | SP
1st Floor Side Entrance Group 4 11/21 9 | alarm_device_group | 158 Messer Street | AL
1st Floor Side Entrance Group 2 7 | alarm_device_group | 158 Messer Street | AL
1st Floor Side Entrance Group 3 13 | alarm_device_group | 158 Messer Street | AL
Sprinkler 6 | alarm_device_group | 158 Messer Street | AL
By facp 3734 | monitoring_communicator | 158 Messer Street | ALMON
Above facp | alarm_secondary_power_supply | 158 Messer Street | AL
Dry Basement Sprinkler Room Basement Sprinkler Room | sprinkler | 158 Messer Street | SP
Riser room | control_valve | 158 Messer Street | SP
Waterflow Device Basement Sprinkler Room | sprinkler_alarm_device | 158 Messer Street | SP
Basement | control_valve | 158 Messer Street | SP
Pressure Switch Basement Sprinkler Room | sprinkler_alarm_device | 158 Messer Street | SP
Basement Sprinkler Room Dry Valve Trim Piping | auxiliary_drain | 158 Messer Street | SP
Basement | sprinkler_space | 158 Messer Street | SP
General LT620100A | compressor | 158 Messer Street | CCTRL
Front Side of Building | fire_department_connection | 158 Messer Street | SP
Body drain Dry Valve Trim Piping | auxiliary_drain | 158 Messer Street | SP
General Tank | compressor | 158 Messer Street | CCTRL
Pressure Switch Basement Sprinkler Room | sprinkler_alarm_device | 158 Messer Street | SP
Extinguishers 12 | extinguisher_group | 158 Messer Street | EXT
u 10 lb. ABC Old office entry | extinguisher | 158 Messer Street | EXT
u 10 lb. ABC Outside kindergarten office | extinguisher | 158 Messer Street | EXT
u 10 lb. ABC Inside kindergarten gym | extinguisher | 158 Messer Street | EXT
u 10 lb. ABC First floor main school main Stairwell | extinguisher | 158 Messer Street | EXT
u 10 lb. ABC First floor outside rear Stairwell | extinguisher | 158 Messer Street | EXT
u 10 lb. ABC First floor outside front stairwell | extinguisher | 158 Messer Street | EXT
u 10 lb. ABC Second-floor main Stairwell | extinguisher | 158 Messer Street | EXT
u 10 lb. ABC Second floor by side stairwell | extinguisher | 158 Messer Street | EXT
u 10 lb. ABC Second floor by front stairwell | extinguisher | 158 Messer Street | EXT
u 10 lb. ABC Third-floor main stairwell | extinguisher | 158 Messer Street | EXT
u 10 lb. ABC Third floor by side stairwell | extinguisher | 158 Messer Street | EXT
u 10 lb. ABC Third-floor front stairwell | extinguisher | 158 Messer Street | EXT
u 10 lb. ABC Basement | extinguisher | 158 Messer Street | EXT
u 10 lb. ABC Outside sprinkler room basement | extinguisher | 158 Messer Street | EXT
u 10 lb. ABC Outside Bathroom basement | extinguisher | 158 Messer Street | EXT
Heat Detector 1st floor hall | alarm_device | 158 Messer Street | AL
Smoke Detector Smoke above FACP | alarm_device | 158 Messer Street | AL
10 lb. ABC Kindergarten rear hall | extinguisher | 158 Messer Street | EXT
10 lb. ABC Left side hall | extinguisher | 158 Messer Street | EXT
10 lb. ABC Front stairs | extinguisher | 158 Messer Street | EXT
10 lb. ABC 2f | extinguisher | 158 Messer Street | EXT
10 lb. ABC 2f | extinguisher | 158 Messer Street | EXT
10 lb. ABC 2f | extinguisher | 158 Messer Street | EXT
10 lb. ABC 3f | extinguisher | 158 Messer Street | EXT
10 lb. ABC 3f | extinguisher | 158 Messer Street | EXT
Firelite MS-5UD Main front door MB #3734 | alarm | 158 Messer Street | AL
Quarter 1-4 6 | alarm_device_group | 158 Messer Street | AL
Smoke Detector Above facp | alarm_device | 158 Messer Street | AL
Fusible Wire Basement | alarm_device | 158 Messer Street | AL
Fusible Wire 1st floor | alarm_device | 158 Messer Street | AL
Fusible Wire 2nd floor | alarm_device | 158 Messer Street | AL
Fusible Wire 3rd floor | alarm_device | 158 Messer Street | AL
Fusible Wire Annex | alarm_device | 158 Messer Street | AL
@ FACP MB #3734 | monitoring_communicator | 158 Messer Street | ALMON
All Devices 11 | alarm_device_group | 158 Messer Street | AL
Smoke Detector Above FACP | alarm_device | 158 Messer Street | AL
Duct Remote Test Key 1st Floor by Room 1-C | alarm_device | 158 Messer Street | AL
Fusible Wire 1st Floor | alarm_device | 158 Messer Street | AL
Duct Remote Test Key Gym Side - Emergency Exit | alarm_device | 158 Messer Street | AL
Fusible Wire Gym Side | alarm_device | 158 Messer Street | AL
Duct Remote Test Key 2nd Floor by Room 2-C | alarm_device | 158 Messer Street | AL
Fusible Wire 2nd Floor | alarm_device | 158 Messer Street | AL
Duct Remote Test Key 3rd Floor by Room 3-C | alarm_device | 158 Messer Street | AL
Fusible Wire 3rd Floor | alarm_device | 158 Messer Street | AL
Duct Remote Test Key Basement - Bottom of Stairs | alarm_device | 158 Messer Street | AL
Fusible Wire Basement | alarm_device | 158 Messer Street | AL
ABC | extinguisher | 200 Terminal Road | EXT
Extinguisher 7 | extinguisher_group | 200 Terminal Road | EXT
p 10 lb. ABC rear hall by D corridor | extinguisher | 200 Terminal Road | EXT
p 5 lb. ABC rear hall by laundry room | extinguisher | 200 Terminal Road | EXT
p 5 lb. ABC rear hall by B corridor | extinguisher | 200 Terminal Road | EXT
p 10 lb. ABC cat room | extinguisher | 200 Terminal Road | EXT
p 5 lb. ABC front foyer | extinguisher | 200 Terminal Road | EXT
Fire Lite ES-200X Front Entrance MB# 5737 | alarm | 200 Terminal Road | AL
p 5 lb. ABC Entrance to offices | extinguisher | 200 Terminal Road | EXT
p 5 lb. ABC By reception | extinguisher | 200 Terminal Road | EXT
Front Door MB# 5737 | monitoring_communicator | 200 Terminal Road | ALMON
Smoke Detector Reception Area At FACP | alarm_device | 200 Terminal Road | AL
Heat Detector Q4-Above Ceiling | alarm_device | 200 Terminal Road | AL
Smoke Detector Main Office | alarm_device | 200 Terminal Road | AL
Heat Detector Q4-Attic- Main Building | alarm_device | 200 Terminal Road | AL
Heat Detector Supply Closet In Office | alarm_device | 200 Terminal Road | AL
Heat Detector West Corridor | alarm_device | 200 Terminal Road | AL
Heat Detector Q4-Main Attic | alarm_device | 200 Terminal Road | AL
Smoke Detector West Corridor Outside West Kennel | alarm_device | 200 Terminal Road | AL
Heat Detector Q4-Attic | alarm_device | 200 Terminal Road | AL
Heat Detector Q4-West Kennal Attic | alarm_device | 200 Terminal Road | AL
Heat Detector Q4-Above Ceiling- Main building | alarm_device | 200 Terminal Road | AL
Smoke Detector Center Corridor Hallway | alarm_device | 200 Terminal Road | AL
Heat Detector Q4-Attic- Main Building | alarm_device | 200 Terminal Road | AL
Smoke Detector West Corridor | alarm_device | 200 Terminal Road | AL
Heat Detector Q4-East Kennel Attic | alarm_device | 200 Terminal Road | AL
Heat Detector Q4-East Kennel Attic | alarm_device | 200 Terminal Road | AL
Heat Detector Q4-East Kennel Attic | alarm_device | 200 Terminal Road | AL
Heat Detector Cleaning Supply Closet | alarm_device | 200 Terminal Road | AL
Heat Detector Electrical Room | alarm_device | 200 Terminal Road | AL
Heat Detector Boiler Room | alarm_device | 200 Terminal Road | AL
Heat Detector Q4-Attic- Main Building | alarm_device | 200 Terminal Road | AL
Smoke Detector Center Hallway Outside Restroom | alarm_device | 200 Terminal Road | AL
Smoke Detector East Corridor Hallway Outside Rlectrical Room | alarm_device | 200 Terminal Road | AL
Smoke Detector Main Office By Receptionist | alarm_device | 200 Terminal Road | AL
Heat Detector Kennel Area | alarm_device | 200 Terminal Road | AL
Heat Detector Kennel Area | alarm_device | 200 Terminal Road | AL
Heat Detector Kennel Area | alarm_device | 200 Terminal Road | AL
Heat Detector Q1-Cat Area | alarm_device | 200 Terminal Road | AL
Heat Detector Q1-Cat Area | alarm_device | 200 Terminal Road | AL
Heat Detector Q1-Cat Area | alarm_device | 200 Terminal Road | AL
Manual Station Q1-Main Entrance | alarm_device | 200 Terminal Road | AL
Manual Station West Entrance | alarm_device | 200 Terminal Road | AL
Manual Station South Entrance | alarm_device | 200 Terminal Road | AL
Manual Station Q1-East Exit | alarm_device | 200 Terminal Road | AL
Manual Station Q1-West Kennel Door 1 | alarm_device | 200 Terminal Road | AL
Manual Station Q1-West Kennel Door 2 | alarm_device | 200 Terminal Road | AL
Manual Station Q1-East Kennel Door 1 | alarm_device | 200 Terminal Road | AL
Manual Station Q1-East Kennel Door 2 | alarm_device | 200 Terminal Road | AL
Q4 Q4 unable to access attic areas, 11 | alarm_device_group | 200 Terminal Road | AL
Heat Detector Q2-Laundry Room | alarm_device | 200 Terminal Road | AL
Heat Detector Q2-Supply Closet In Office | alarm_device | 200 Terminal Road | AL
Smoke Detector Q2- West Corridor Outside West Kennel | alarm_device | 200 Terminal Road | AL
Smoke Detector Q2- Center Corridor Hallway | alarm_device | 200 Terminal Road | AL
Smoke Detector Q2- West Corridor | alarm_device | 200 Terminal Road | AL
Heat Detector Q2-Cleaning Supply Closet | alarm_device | 200 Terminal Road | AL
Heat Detector Q2- Electrical Room | alarm_device | 200 Terminal Road | AL
Heat Detector Q2- Boiler Room | alarm_device | 200 Terminal Road | AL
Manual Station Q2-West Entrance | alarm_device | 200 Terminal Road | AL
Manual Station Q2- South Entrance | alarm_device | 200 Terminal Road | AL
Smoke Detector Q-3 Reception Area At FACP | alarm_device | 200 Terminal Road | AL
Smoke Detector Q-3 Main Office | alarm_device | 200 Terminal Road | AL
Heat Detector Q-3 West Corridor | alarm_device | 200 Terminal Road | AL
Smoke Detector Q-3 Center Hallway Outside Restroom | alarm_device | 200 Terminal Road | AL
Smoke Detector Q-3 East Corridor Hallway Outside Electrical Room | alarm_device | 200 Terminal Road | AL
Smoke Detector Q-3 Main Office By Receptionist | alarm_device | 200 Terminal Road | AL
Heat Detector Q-3 Kennel Area | alarm_device | 200 Terminal Road | AL
Heat Detector Q-3 Kennel Area | alarm_device | 200 Terminal Road | AL
Heat Detector Q-3 Kennel Area | alarm_device | 200 Terminal Road | AL
Q2 Q1 9 | alarm_device_group | 200 Terminal Road | AL
Q3 Q2 10 | alarm_device_group | 200 Terminal Road | AL
Q1 Q3 9 | alarm_device_group | 200 Terminal Road | AL
Alarm System | alarm | 200 Terminal Road | AL
ABC | extinguisher | 426 Admiral Street | EXT
Admiral St 5 | extinguisher_group | 426 Admiral Street | EXT
. 10 lb. ABC Outside 2nd floor Kitchen | extinguisher | 426 Admiral Street | EXT
. 10 lb. ABC Boiler Room | extinguisher | 426 Admiral Street | EXT
Fire lite Ms5ud Fire Fighters garage right | alarm | 426 Admiral Street | AL
Delete | alarm_device_group | 426 Admiral Street | AL
Delete | alarm_device_group | 426 Admiral Street | AL
Delete | alarm_device_group | 426 Admiral Street | AL
Delete | alarm_device_group | 426 Admiral Street | AL
Smoke Detector 2nd Floor- Top Of Stairwell | alarm_device | 426 Admiral Street | AL
Manual Station 2nd Floor- Top Of Stairwell | alarm_device | 426 Admiral Street | AL
Smoke Detector 2nd Floor- Lounge Area | alarm_device | 426 Admiral Street | AL
Heat Detector 2nd Floor- Kitchen | alarm_device | 426 Admiral Street | AL
Smoke Detector 2nd Floor- Hallway Outside Lounge | alarm_device | 426 Admiral Street | AL
Smoke Detector 2nd Floor- Storage By Stairwell | alarm_device | 426 Admiral Street | AL
Heat Detector 2nd Floor- Locker Room By Stairwell | alarm_device | 426 Admiral Street | AL
Smoke Detector 2nd Floor- Hallway Outside Ladies Room | alarm_device | 426 Admiral Street | AL
Smoke Detector 2nd Floor- Ladder 3 Room | alarm_device | 426 Admiral Street | AL
Smoke Detector 2nd Floor- Rescue 7 Room | alarm_device | 426 Admiral Street | AL
Heat Detector 1st Floor- Stairwell | alarm_device | 426 Admiral Street | AL
Heat Detector 1st Floor- Coat Room | alarm_device | 426 Admiral Street | AL
Heat Detector 1st Floor- TV Room | alarm_device | 426 Admiral Street | AL
Heat Detector 1st Floor- Garage- Gym Area | alarm_device | 426 Admiral Street | AL
1st Floor Device Groups Q1 7 | alarm_device_group | 426 Admiral Street | AL
Second Floor Device Group Q3 7 | alarm_device_group | 426 Admiral Street | AL
. 10 lb. ABC Truck Bay @ Bottom of Stairs | extinguisher | 426 Admiral Street | EXT
. 10 lb. ABC 2nd Floor Hall | extinguisher | 426 Admiral Street | EXT
. 10 lb. ABC Front Door entry to garage | extinguisher | 426 Admiral Street | EXT
Q2 1st floor and basement 13 | alarm_device_group | 426 Admiral Street | AL
Manual Station At facp | alarm_device | 426 Admiral Street | AL
Smoke Detector Top of basement stairs | alarm_device | 426 Admiral Street | AL
Manual Station Bottom of main stairs | alarm_device | 426 Admiral Street | AL
Heat Detector Center of garage bay ceiling | alarm_device | 426 Admiral Street | AL
Manual Station Front door | alarm_device | 426 Admiral Street | AL
Heat Detector Stairs | alarm_device | 426 Admiral Street | AL
Heat Detector Coat room | alarm_device | 426 Admiral Street | AL
Heat Detector Hang out work out room | alarm_device | 426 Admiral Street | AL
Heat Detector Upper garage bay | alarm_device | 426 Admiral Street | AL
Manual Station Upper garage bay | alarm_device | 426 Admiral Street | AL
Smoke Detector Bottom of basement stairs | alarm_device | 426 Admiral Street | AL
Manual Station Basement boiler room | alarm_device | 426 Admiral Street | AL
Heat Detector Basement boiler room | alarm_device | 426 Admiral Street | AL
Heat Detector Firefighters garage | alarm_device | 426 Admiral Street | AL
Manual Station Firefighters garage | alarm_device | 426 Admiral Street | AL
ABC | extinguisher | 630 Atwells Avenue | EXT
Extinguishers 5 | extinguisher_group | 630 Atwells Avenue | EXT
p 10 lb. ABC kitchen | extinguisher | 630 Atwells Avenue | EXT
p 10 lb. ABC out boiler | extinguisher | 630 Atwells Avenue | EXT
Fire Lite MS-5UD Front Garage Area & All devices | alarm | 630 Atwells Avenue | AL
Heat Detector Q1 2nd Floor- Top Of Stairwell | alarm_device | 630 Atwells Avenue | AL
Manual Station Q1 2nd Floor - Top Of Stairwell | alarm_device | 630 Atwells Avenue | AL
Smoke Detector Q1 2nd Floor- Lounge Area | alarm_device | 630 Atwells Avenue | AL
Heat Detector Q1 2nd Floor- Kitchen | alarm_device | 630 Atwells Avenue | AL
Smoke Detector Q1 2nd Floor- Hallway Outside Lounge | alarm_device | 630 Atwells Avenue | AL
Heat Detector Q2 2nd Floor- Storage Room Next To Lounge | alarm_device | 630 Atwells Avenue | AL
Smoke Detector Q2 2nd Floor- Ladder 6 Room | alarm_device | 630 Atwells Avenue | AL
Heat Detector Q2 2nd Floor- Office In Locker Area | alarm_device | 630 Atwells Avenue | AL
Smoke Detector Q2 2nd Floor- Gym / Sleep Area ( Right Side ) | alarm_device | 630 Atwells Avenue | AL
Smoke Detector Q2 2nd Floor- Gym / Sleep Area ( Middle ) | alarm_device | 630 Atwells Avenue | AL
Smoke Detector Q2 2nd Floor- Gym / Sleep Area ( Left Side ) | alarm_device | 630 Atwells Avenue | AL
Smoke Detector Q3 2nd Floor- Hallway Outside PFD Room | alarm_device | 630 Atwells Avenue | AL
Smoke Detector Q3 2nd Floor- PFD Room | alarm_device | 630 Atwells Avenue | AL
Smoke Detector Q3 2nd Floor- E14 Room | alarm_device | 630 Atwells Avenue | AL
Heat Detector Q4 1st Floor- Coat Room | alarm_device | 630 Atwells Avenue | AL
Heat Detector Q4 1st Floor- Boiler Room ( FT ) | alarm_device | 630 Atwells Avenue | AL
Heat Detector Q4 1st Floor- Rear Of Garage | alarm_device | 630 Atwells Avenue | AL
Group 1 | alarm_device_group | 630 Atwells Avenue | AL
Group 2 | alarm_device_group | 630 Atwells Avenue | AL
Smoke Detector Q3 2nd Floor- Ladder 6 Room | alarm_device | 630 Atwells Avenue | AL
Heat Detector Q3 2nd Floor- Office In Locker Area | alarm_device | 630 Atwells Avenue | AL
Smoke Detector Q3 2nd floor gym/sleep room | alarm_device | 630 Atwells Avenue | AL
Smoke Detector Q4 2nd floor gym/sleep room | alarm_device | 630 Atwells Avenue | AL
Smoke Detector Q4 2nd floor hallway outside PFD room | alarm_device | 630 Atwells Avenue | AL
Smoke Detector Q4 2nd floor PFD room | alarm_device | 630 Atwells Avenue | AL
Smoke Detector Q4 2nd floor E14 room | alarm_device | 630 Atwells Avenue | AL
Heat Detector Q4 1st floor coat room | alarm_device | 630 Atwells Avenue | AL
Heat Detector Q4 1st floor boiler room | alarm_device | 630 Atwells Avenue | AL
Smoke Detector Q4 2nd floor ladder 6 room | alarm_device | 630 Atwells Avenue | AL
p 10 lb. ABC By bay door | extinguisher | 630 Atwells Avenue | EXT
p 20 lb. ABC Side of stairwell | extinguisher | 630 Atwells Avenue | EXT
p 10 lb. ABC Second floor hall | extinguisher | 630 Atwells Avenue | EXT
10 lb. ABC Next to lockers | extinguisher | 630 Atwells Avenue | EXT
Manual Station Q1 Rear exit | alarm_device | 630 Atwells Avenue | AL
ABC | extinguisher | 10 Branch Avenue | EXT
Building 7 | extinguisher_group | 10 Branch Avenue | EXT
. 10 lb. ABC 2nd floor Kitchen | extinguisher | 10 Branch Avenue | EXT
. 10 lb. ABC Outside basement boiler room | extinguisher | 10 Branch Avenue | EXT
FCI SBP SERIES ( 4 Zone ) Basement - Garage Area | alarm | 10 Branch Avenue | AL
Q2 | alarm_device_group | 10 Branch Avenue | AL
Group 1 | alarm_device_group | 10 Branch Avenue | AL
Q4 | alarm_device_group | 10 Branch Avenue | AL
Smoke Detector 2nd Floor- Top Of Stairwell | alarm_device | 10 Branch Avenue | AL
Smoke Detector 2nd Floor- Hallway Outside Lounge Area | alarm_device | 10 Branch Avenue | AL
Smoke Detector 2nd Floor- Lounge Area | alarm_device | 10 Branch Avenue | AL
Heat Detector 2nd Floor- Kitchen | alarm_device | 10 Branch Avenue | AL
Smoke Detector 2nd Floor- Hallway By Big Bell On Wall | alarm_device | 10 Branch Avenue | AL
Smoke Detector 2nd Floor- Hallway Outside Battalion 3 Headquarters Room | alarm_device | 10 Branch Avenue | AL
Smoke Detector 2nd Floor- Battalion 3 Headquarters Room | alarm_device | 10 Branch Avenue | AL
Smoke Detector 2nd Floor- Office Across From Battalion 3 Headquarters | alarm_device | 10 Branch Avenue | AL
Smoke Detector 2nd Floor- Sleep Area ( Left Side ) | alarm_device | 10 Branch Avenue | AL
Smoke Detector 2nd Floor- Sleep Area ( Right Side ) | alarm_device | 10 Branch Avenue | AL
Smoke Detector 2nd Floor- Office ( Left Of Womens Room ) W/ Engine 2 sticker on door | alarm_device | 10 Branch Avenue | AL
Smoke Detector 2nd Floor- Office ( Right Of Mens Room ) | alarm_device | 10 Branch Avenue | AL
Smoke Detector 1st Floor- Stairwell Landing To Garage | alarm_device | 10 Branch Avenue | AL
Heat Detector 1st Floor- Coat Room | alarm_device | 10 Branch Avenue | AL
Heat Detector 1st Floor- Hazmat Room | alarm_device | 10 Branch Avenue | AL
Heat Detector 1st Floor- Closet By Electrical Panel | alarm_device | 10 Branch Avenue | AL
Heat Detector 1st Floor- Garage ( Gym Area ) | alarm_device | 10 Branch Avenue | AL
Heat Detector Basement - Boiler Room FX | alarm_device | 10 Branch Avenue | AL
Heat Detector Basement - Garage (Right Side) | alarm_device | 10 Branch Avenue | AL
Group 2 | alarm_device_group | 10 Branch Avenue | AL
Smoke Detector Basement - Stairwell LandingTo Lower Garage | alarm_device | 10 Branch Avenue | AL
Basement Alarm Devices Q1 - Basement 3 | alarm_device_group | 10 Branch Avenue | AL
1st Floor Alarm Devices Q2 - 1st Floor 5 | alarm_device_group | 10 Branch Avenue | AL
2nd Floor Device Group Q3 - 2nd Floor 13 | alarm_device_group | 10 Branch Avenue | AL
Manual Station 2nd Floor Hallway Outside Lounge Area | alarm_device | 10 Branch Avenue | AL
. 6 L. K 2nd floor kitchen | extinguisher | 10 Branch Avenue | EXT
. 10 lb. ABC In garage at left over head door (need to add) | extinguisher | 10 Branch Avenue | EXT
. 10 lb. ABC In garage at right over head door (need to add) | extinguisher | 10 Branch Avenue | EXT
. 10 lb. ABC In garage right of work out equipment (add) | extinguisher | 10 Branch Avenue | EXT
. 10 lb. ABC Basement garage (add) | extinguisher | 10 Branch Avenue | EXT
Q4 - Spot Test All Floors 5 | alarm_device_group | 10 Branch Avenue | AL
Smoke Detector 2nd Floor Hallway Outside Lounge Area | alarm_device | 10 Branch Avenue | AL
Smoke Detector 2nd Floor Sleep Area ( Left Side ) | alarm_device | 10 Branch Avenue | AL
Smoke Detector 2nd Floor Office ( Left Of Womens Room ) W/ Engine 2 sticker on door | alarm_device | 10 Branch Avenue | AL
Heat Detector 1st Floor Hazmat Room | alarm_device | 10 Branch Avenue | AL
Heat Detector Basement Boiler Room | alarm_device | 10 Branch Avenue | AL
ABC | extinguisher | 847 Broad Street | EXT
Extinguishers 7 | extinguisher_group | 847 Broad Street | EXT
. 10 lb. ABC 2nd floor in lounge area | extinguisher | 847 Broad Street | EXT
. 10 lb. ABC Basement stairs | extinguisher | 847 Broad Street | EXT
Firelite MS-5UD 1st Floor - Garage & All Devices ¦¦ Q1-4 | alarm | 847 Broad Street | AL
Smoke Detector 2nd Floor- Nightmare Room-Q2 | alarm_device | 847 Broad Street | AL
Smoke Detector 2nd Floor- Sleep / Office Area ( Right Of Menâ€™s Room )-Q2 | alarm_device | 847 Broad Street | AL
Smoke Detector 2nd Floor- Hallway Outside Menâ€™s Room-Q2 | alarm_device | 847 Broad Street | AL
Smoke Detector 2nd Floor- Sleeping Area ( Left Side )-Q3 | alarm_device | 847 Broad Street | AL
Smoke Detector 2nd Floor- Sleeping Area ( Right Side )-Q3 | alarm_device | 847 Broad Street | AL
Heat Detector 2nd Floor- Locker Room FX-Q3 | alarm_device | 847 Broad Street | AL
Smoke Detector 2nd Floor- Top Of Stairwell-Q2 | alarm_device | 847 Broad Street | AL
Smoke Detector 2nd Floor- Hallway Outside Stairwell-Q2 | alarm_device | 847 Broad Street | AL
Smoke Detector 2nd Floor- Office ( Left Of Kitchen )-Q4 | alarm_device | 847 Broad Street | AL
Heat Detector 2nd Floor- Kitchen-Q4 | alarm_device | 847 Broad Street | AL
Smoke Detector 2nd Floor- Lounge Area-Q4 | alarm_device | 847 Broad Street | AL
Heat Detector 1st Floor- Hose Room-Q1 | alarm_device | 847 Broad Street | AL
Heat Detector 1st Floor- Coat Room ( Right Side )-Q1 | alarm_device | 847 Broad Street | AL
Heat Detector 1st Floor- Coat Room ( Left Side )-Q1 | alarm_device | 847 Broad Street | AL
Heat Detector 1st Floor- Closet By Basement-Q1 | alarm_device | 847 Broad Street | AL
Heat Detector Basement-Q1 | alarm_device | 847 Broad Street | AL
Group 1 Group 2 | alarm_device_group | 847 Broad Street | AL
Group 2 | alarm_device_group | 847 Broad Street | AL
Manual Station 2nd Floor Top of Stairs-Q2 | alarm_device | 847 Broad Street | AL
A920E16 20 lb. ABC Truck spare | extinguisher | 847 Broad Street | EXT
0 20 lb. ABC 1. Hose room | extinguisher | 847 Broad Street | EXT
0 15 lb. CO2 Spare CO2 at entrance | extinguisher | 847 Broad Street | EXT
. 10 lb. ABC In garage left side of over head doors (need to add) | extinguisher | 847 Broad Street | EXT
. 10 lb. ABC In garage right side of over head door (need to add) | extinguisher | 847 Broad Street | EXT
. 10 lb. ABC In garage near pool table (need to add) | extinguisher | 847 Broad Street | EXT
. 6 L. K 2nd floor in kitchen (need to add) | extinguisher | 847 Broad Street | EXT
. 10 lb. ABC 2nd floor outside menâ€™s room (need to add) | extinguisher | 847 Broad Street | EXT
Manual Station Front entrance Q1 | alarm_device | 847 Broad Street | AL
Manual Station Rear exit | alarm_device | 847 Broad Street | AL
ABC | extinguisher | 489 Hartford Avenue | EXT
Station building 10 | extinguisher_group | 489 Hartford Avenue | EXT
. 10 lb. ABC In garage at entry | extinguisher | 489 Hartford Avenue | EXT
pp 5 lb. ABC laundry | extinguisher | 489 Hartford Avenue | EXT
. 10 lb. ABC Basement boiler rm | extinguisher | 489 Hartford Avenue | EXT
. 10 lb. ABC 2nd floor outside kitchen | extinguisher | 489 Hartford Avenue | EXT
FCI S3 Right Wall By Exit | alarm | 489 Hartford Avenue | AL
Smoke Detector G2-2nd Floor- Top Of Stairwell | alarm_device | 489 Hartford Avenue | AL
Smoke Detector G2-2nd Floor- Sleeping Area / Office Room | alarm_device | 489 Hartford Avenue | AL
Smoke Detector G2-2nd Floor- Hallway Outside Room Menâ€™s Room | alarm_device | 489 Hartford Avenue | AL
Smoke Detector G2-2nd Floor- Gym / Sleeping Area ( Left Side ) | alarm_device | 489 Hartford Avenue | AL
Smoke Detector G2-2nd Floor Gym / Sleeping Area ( Right Side ) | alarm_device | 489 Hartford Avenue | AL
Manual Station G2-2nd Floor Hallway Outside Stairwell | alarm_device | 489 Hartford Avenue | AL
Smoke Detector G2-2nd Floor- Office Left Of Kitchen | alarm_device | 489 Hartford Avenue | AL
Smoke Detector G2- 2nd Floor- TV Room | alarm_device | 489 Hartford Avenue | AL
Heat Detector G1-2nd Floor- Kitchen | alarm_device | 489 Hartford Avenue | AL
Smoke Detector G1-2nd Floor Floor- Hallway Outside Stairwell | alarm_device | 489 Hartford Avenue | AL
Heat Detector G1- 1st Floor- Coat Room | alarm_device | 489 Hartford Avenue | AL
Heat Detector G1-1st Floor- Exercise Room | alarm_device | 489 Hartford Avenue | AL
Heat Detector G1-1st Floor- Storage Closet | alarm_device | 489 Hartford Avenue | AL
Heat Detector G1-1st Floor- Rear Of Garage | alarm_device | 489 Hartford Avenue | AL
Heat Detector G1-1st Floor- Storage Under Stairwell | alarm_device | 489 Hartford Avenue | AL
Heat Detector G1-Basement- Boiler Room | alarm_device | 489 Hartford Avenue | AL
Q21st floor 17 | alarm_device_group | 489 Hartford Avenue | AL
. 5 lb. ABC Spare pile #1 | extinguisher | 489 Hartford Avenue | EXT
Smoke Detector Above FACP | alarm_device | 489 Hartford Avenue | AL
Manual Station Exit by FACP | alarm_device | 489 Hartford Avenue | AL
Manual Station Front Exit | alarm_device | 489 Hartford Avenue | AL
Manual Station Rear Exit | alarm_device | 489 Hartford Avenue | AL
Smoke Detector Stair to Basement | alarm_device | 489 Hartford Avenue | AL
Manual Station Stair to Basement Exit | alarm_device | 489 Hartford Avenue | AL
Smoke/CO Detector Basement | alarm_device | 489 Hartford Avenue | AL
Heat Detector Q-3 Closet under stairs | alarm_device | 489 Hartford Avenue | AL
Heat Detector Q-3 Closet under stairs | alarm_device | 489 Hartford Avenue | AL
Heat Detector Q-3 Closet to right of stairs | alarm_device | 489 Hartford Avenue | AL
Heat Detector Q-3 Fitness Room | alarm_device | 489 Hartford Avenue | AL
Heat Detector Q-3 Fitness Room | alarm_device | 489 Hartford Avenue | AL
Heat Detector Q-3 Uniform Room | alarm_device | 489 Hartford Avenue | AL
Heat Detector Q-3 1St Floor Restroom | alarm_device | 489 Hartford Avenue | AL
Smoke/CO Detector Q-3 Outside Of Fitness Room | alarm_device | 489 Hartford Avenue | AL
2nd floor hallway | alarm_secondary_power_supply | 489 Hartford Avenue | AL
Manual Station At FACP | alarm_device | 489 Hartford Avenue | AL
Smoke Detector At FACP | alarm_device | 489 Hartford Avenue | AL
Manual Station Front door | alarm_device | 489 Hartford Avenue | AL
Manual Station Back door left | alarm_device | 489 Hartford Avenue | AL
Manual Station Back door stairs | alarm_device | 489 Hartford Avenue | AL
Smoke Detector Back stairs | alarm_device | 489 Hartford Avenue | AL
Heat Detector Laundry under stairs | alarm_device | 489 Hartford Avenue | AL
Heat Detector Heat wire garage rear | alarm_device | 489 Hartford Avenue | AL
Heat Detector Heat wire gauge front | alarm_device | 489 Hartford Avenue | AL
Heat Detector Garage | alarm_device | 489 Hartford Avenue | AL
Heat Detector Weight room | alarm_device | 489 Hartford Avenue | AL
Heat Detector Weight room | alarm_device | 489 Hartford Avenue | AL
Heat Detector Closet | alarm_device | 489 Hartford Avenue | AL
Heat Detector Bathroom | alarm_device | 489 Hartford Avenue | AL
Heat Detector Coat room left | alarm_device | 489 Hartford Avenue | AL
Heat Detector Laundry room above washer | alarm_device | 489 Hartford Avenue | AL
. 6 L. K 2nd floor outside kitchen (need to add) | extinguisher | 489 Hartford Avenue | EXT
. 10 lb. ABC 2nd floor outside bathrooms (need to add) | extinguisher | 489 Hartford Avenue | EXT
. 10 lb. ABC Spare pile #2 | extinguisher | 489 Hartford Avenue | EXT
. 10 lb. ABC Spare pile #3 | extinguisher | 489 Hartford Avenue | EXT
. 20 lb. ABC Spare pile #4 | extinguisher | 489 Hartford Avenue | EXT
. 20 lb. ABC Spare pile #5 | extinguisher | 489 Hartford Avenue | EXT
Heat Detector Coat room right | alarm_device | 489 Hartford Avenue | AL
ABC | extinguisher | 201 Messer Street | EXT
Station building 5 | extinguisher_group | 201 Messer Street | EXT
p 10 lb. ABC boiler stairs | extinguisher | 201 Messer Street | EXT
p 5 lb. ABC kitchen | extinguisher | 201 Messer Street | EXT
Firelite ES-50X 1st Floor - Garage By Doors ¦¦ Group 4 | alarm | 201 Messer Street | AL
Group 1 Group 1 12 | alarm_device_group | 201 Messer Street | AL
Smoke Detector 2nd Floor- Top Of Stairwell | alarm_device | 201 Messer Street | AL
Manual Station 2nd Floor- Hallway By Stairwell | alarm_device | 201 Messer Street | AL
Smoke Detector 2nd Floor- Hallway By Stairwell | alarm_device | 201 Messer Street | AL
Smoke Detector 2nd Floor- Hallway Outside Menâ€™s Room | alarm_device | 201 Messer Street | AL
Smoke Detector 2nd Floor- Office ( Right Of Menâ€™s Room ) | alarm_device | 201 Messer Street | AL
Smoke Detector 2nd Floor- Office ( Across From Mens Room ) | alarm_device | 201 Messer Street | AL
Smoke Detector 2nd Floor- Sleep Area ( Left Side ) | alarm_device | 201 Messer Street | AL
Smoke Detector 2nd Floor- Sleep Area ( Right Side ) | alarm_device | 201 Messer Street | AL
Smoke Detector 2nd Floor- Office- Across From Stairwell | alarm_device | 201 Messer Street | AL
Heat Detector 2nd Floor- Closet By Stairwell | alarm_device | 201 Messer Street | AL
Smoke Detector 2nd Floor- Lounge Area | alarm_device | 201 Messer Street | AL
Heat Detector 2nd Floor- Kitchen | alarm_device | 201 Messer Street | AL
Heat Detector 1st Floor- Storage Closet By Stairwell | alarm_device | 201 Messer Street | AL
Heat Detector 1st Floor- Coat Room ( Left ) | alarm_device | 201 Messer Street | AL
Heat Detector 1st Floor- Coat Room ( Right ) | alarm_device | 201 Messer Street | AL
Heat Detector 1st Floor- Rear Of Garage storage room | alarm_device | 201 Messer Street | AL
Heat Detector Basement | alarm_device | 201 Messer Street | AL
Group 2 Group 2 13 | alarm_device_group | 201 Messer Street | AL
G-99656440 10 lb. ABC 2nd floor hall | extinguisher | 201 Messer Street | EXT
Heat Detector 1st Floor Storage Closet | alarm_device | 201 Messer Street | AL
Heat Detector 1st Floor Storage Closet | alarm_device | 201 Messer Street | AL
Heat Detector 1st Floor Storage Closet | alarm_device | 201 Messer Street | AL
Smoke Detector 2nd Floor- Top Of Stairs | alarm_device | 201 Messer Street | AL
Smoke Detector 2nd Floor Hallway | alarm_device | 201 Messer Street | AL
Smoke Detector 2nd Floor Hallway | alarm_device | 201 Messer Street | AL
Smoke Detector 2nd Floor - Chiefâ€™s Office | alarm_device | 201 Messer Street | AL
Smoke Detector 2nd Floor- Bedroom Across From Chiefâ€™s Office | alarm_device | 201 Messer Street | AL
Manual Station 1st Floor- At FACP | alarm_device | 201 Messer Street | AL
Manual Station 1st Floor- Front Door | alarm_device | 201 Messer Street | AL
Manual Station 1st Floor- Back Door | alarm_device | 201 Messer Street | AL
Heat Detector 1st Floor- Rear Of Garage. ( Test Switch ) | alarm_device | 201 Messer Street | AL
Smoke Detector 2nd Floor- By Living Room | alarm_device | 201 Messer Street | AL
CO Detector 2nd Floor- Living Room | alarm_device | 201 Messer Street | AL
Heat Detector 2nd Floor- Large bathroom | alarm_device | 201 Messer Street | AL
Heat Detector 2nd Floor- Kitchen | alarm_device | 201 Messer Street | AL
Heat Detector 2nd Floor- Storage Closet | alarm_device | 201 Messer Street | AL
Heat Detector 2nd Floor- Closet By Stairs | alarm_device | 201 Messer Street | AL
Smoke Detector 2nd Floor | alarm_device | 201 Messer Street | AL
Smoke Detector 2nd Floor | alarm_device | 201 Messer Street | AL
Smoke Detector 1st Floor- Rear Door By Basement | alarm_device | 201 Messer Street | AL
Heat Detector Basement | alarm_device | 201 Messer Street | AL
Manual Station 1st Floor- Back Door By Basement | alarm_device | 201 Messer Street | AL
Manual Station 2nd Floor | alarm_device | 201 Messer Street | AL
CO Detector Basement | alarm_device | 201 Messer Street | AL
p 20 lb. ABC E8 20# | extinguisher | 201 Messer Street | EXT
Group 3 5 | alarm_device_group | 201 Messer Street | AL
Manual Station At fire panel | alarm_device | 201 Messer Street | AL
Manual Station At front door | alarm_device | 201 Messer Street | AL
Manual Station Back door | alarm_device | 201 Messer Street | AL
Manual Station Back door by basement | alarm_device | 201 Messer Street | AL
Manual Station 2nd floor | alarm_device | 201 Messer Street | AL
CO Detector Basement | alarm_device | 201 Messer Street | AL
10 lb. CO2 E8 CO2 | extinguisher | 201 Messer Street | EXT
ABC | extinguisher | 136 Mount Pleasant Avenue | EXT
Extinguishers 14 | extinguisher_group | 136 Mount Pleasant Avenue | EXT
6 L. K kitchen | extinguisher | 136 Mount Pleasant Avenue | EXT
10 lb. ABC BASEMENT stairwell | extinguisher | 136 Mount Pleasant Avenue | EXT
FCI SBP Series ( 4 Zone ) 1st Floor - Lobby Outside Kitchen Area & All Devices | alarm | 136 Mount Pleasant Avenue | AL
Group 1 | alarm_device_group | 136 Mount Pleasant Avenue | AL
Heat Detector Q1 - Basement - By Boiler | alarm_device | 136 Mount Pleasant Avenue | AL
Smoke Detector Q1 - 1st Floor - Lounge Area | alarm_device | 136 Mount Pleasant Avenue | AL
Heat Detector Q1 - 1st Floor - Rear Garage Area | alarm_device | 136 Mount Pleasant Avenue | AL
Heat Detector Q1 - 1st Floor - Kitchen | alarm_device | 136 Mount Pleasant Avenue | AL
Smoke Detector Q2 - 2nd Floor - Top Of Stairwell | alarm_device | 136 Mount Pleasant Avenue | AL
Manual Station Q2 - 2nd Floor - Hallway Outside Stairwell | alarm_device | 136 Mount Pleasant Avenue | AL
Smoke Detector Q2 - 2nd Floor - Room 4 | alarm_device | 136 Mount Pleasant Avenue | AL
Smoke Detector Q3 - 2nd Floor- Room 6 | alarm_device | 136 Mount Pleasant Avenue | AL
Smoke Detector Q3 - 2nd Floor - Room 3 | alarm_device | 136 Mount Pleasant Avenue | AL
Smoke Detector Q3 - 2nd Floor - Hallway Outside Stairwell | alarm_device | 136 Mount Pleasant Avenue | AL
Smoke Detector Q3 - 2nd Floor - Room 7 | alarm_device | 136 Mount Pleasant Avenue | AL
Smoke Detector Q4 - 2nd Floor - Room 8 | alarm_device | 136 Mount Pleasant Avenue | AL
Smoke Detector Q4 - 2nd Floor - Hallway Outside Room 7 | alarm_device | 136 Mount Pleasant Avenue | AL
Heat Detector Q4 - 2nd Floor - Room 56 | alarm_device | 136 Mount Pleasant Avenue | AL
Smoke Detector Q4 -2nd Floor - Room 1 | alarm_device | 136 Mount Pleasant Avenue | AL
Group 2 | alarm_device_group | 136 Mount Pleasant Avenue | AL
10 lb. ABC Upstairs | extinguisher | 136 Mount Pleasant Avenue | EXT
F70244370 B456 19 10 lb. ABC By lockers | extinguisher | 136 Mount Pleasant Avenue | EXT
G-99656441 10 lb. ABC In garage doorway | extinguisher | 136 Mount Pleasant Avenue | EXT
SA-454697 20 lb. ABC In garage by overhead door by spares | extinguisher | 136 Mount Pleasant Avenue | EXT
10 lb. ABC Outside kitchen | extinguisher | 136 Mount Pleasant Avenue | EXT
10 lb. ABC Garage entrance near equipment rack | extinguisher | 136 Mount Pleasant Avenue | EXT
20 lb. ABC Spare 1 | extinguisher | 136 Mount Pleasant Avenue | EXT
20 lb. ABC Spare 2 | extinguisher | 136 Mount Pleasant Avenue | EXT
2.5 G. H2O Spare 3 | extinguisher | 136 Mount Pleasant Avenue | EXT
2.5 G. H2O Spare 4 | extinguisher | 136 Mount Pleasant Avenue | EXT
Smoke Detector Q2 -1st floor above FACP | alarm_device | 136 Mount Pleasant Avenue | AL
Alarm System | alarm | 136 Mount Pleasant Avenue | AL
30 lb. D Engine 15 | extinguisher | 136 Mount Pleasant Avenue | EXT
2.5 G. H2O Engine 15 | extinguisher | 136 Mount Pleasant Avenue | EXT
10 lb. CO2 Engine 15 | extinguisher | 136 Mount Pleasant Avenue | EXT
20 lb. ABC Engine 15 | extinguisher | 136 Mount Pleasant Avenue | EXT
ABC | extinguisher | 274 Reservoir Avenue | EXT
Engine CO 11 2 | extinguisher_group | 274 Reservoir Avenue | EXT
p 10 lb. ABC front hall | extinguisher | 274 Reservoir Avenue | EXT
FCI SBP Series ( 4 Zone ) Basement- Bottom Of Stairwell | alarm | 274 Reservoir Avenue | AL
Group 1 | alarm_device_group | 274 Reservoir Avenue | AL
Smoke Detector Q-4 2nd Floor- Top Of Stairwell | alarm_device | 274 Reservoir Avenue | AL
Smoke Detector Q-4 2nd Floor- By Stairwell At Lockers | alarm_device | 274 Reservoir Avenue | AL
Smoke Detector Q-4 2nd Floor- Office ( Right Of Mens Room ) | alarm_device | 274 Reservoir Avenue | AL
Manual Station G2-2nd Floor- Hallway Outside Conference Room | alarm_device | 274 Reservoir Avenue | AL
Smoke Detector G2-2nd Floor- Gym Room | alarm_device | 274 Reservoir Avenue | AL
Smoke Detector G2-2nd Floor- Conference Room ( Left Side ) | alarm_device | 274 Reservoir Avenue | AL
Smoke Detector G2-2nd Floor- Conference Room ( Right Side ) | alarm_device | 274 Reservoir Avenue | AL
Heat Detector G2-2nd Floor- Conference Room ( EMS Closet 1 ) | alarm_device | 274 Reservoir Avenue | AL
Smoke Detector G2-2nd Floor- Lounge Area | alarm_device | 274 Reservoir Avenue | AL
Heat Detector Q-3 1st Floor- Stairwell Landing | alarm_device | 274 Reservoir Avenue | AL
Smoke Detector Q-3 1st Floor- Hallway Outside Stairwell | alarm_device | 274 Reservoir Avenue | AL
Heat Detector Q-3 1st Floor- Closet Outside Stairwell (Left ) | alarm_device | 274 Reservoir Avenue | AL
Heat Detector G1-1st Floor- Closet Outside Stairwell ( Right ) | alarm_device | 274 Reservoir Avenue | AL
Heat Detector G1-1st Floor- Kitchen | alarm_device | 274 Reservoir Avenue | AL
Heat Detector G1-1st Floor- Laundry Room ( Thru Garage ) | alarm_device | 274 Reservoir Avenue | AL
Heat Detector G1-1st Floor- Garage ( By Refrigerator ) | alarm_device | 274 Reservoir Avenue | AL
Smoke Detector G1-1st Floor- Main Office | alarm_device | 274 Reservoir Avenue | AL
Smoke Detector Q-4 1st Floor- Main Office ( Storage Closet ) | alarm_device | 274 Reservoir Avenue | AL
Smoke Detector Q-4 1st Floor- Main Lobby | alarm_device | 274 Reservoir Avenue | AL
Heat Detector Q-3 Basement- Boiler Room FX | alarm_device | 274 Reservoir Avenue | AL
Heat Detector Q-3 Basement- Radiation Hazard Room | alarm_device | 274 Reservoir Avenue | AL
Heat Detector Q-3 Basement- Storage ( Left Of Radiation Hazard Room ) | alarm_device | 274 Reservoir Avenue | AL
Heat Detector Q-3 Basement- Storage ( End Of Hallway )(File Room) | alarm_device | 274 Reservoir Avenue | AL
Group 2 | alarm_device_group | 274 Reservoir Avenue | AL
1st Floor Device Group Q1 10 | alarm_device_group | 274 Reservoir Avenue | AL
2nd Floor Device Group Q2 9 | alarm_device_group | 274 Reservoir Avenue | AL
Basement Alarm Devices Q-3 6 | alarm_device_group | 274 Reservoir Avenue | AL
p 10 lb. ABC Boiler room | extinguisher | 274 Reservoir Avenue | EXT
2 nd floor | alarm_notification_device | 274 Reservoir Avenue | AL
Smoke Detector Basement at facp | alarm_device | 274 Reservoir Avenue | AL
Heat Detector Basement closet | alarm_device | 274 Reservoir Avenue | AL
Q4 4 | alarm_device_group | 274 Reservoir Avenue | AL
Smoke Detector Above facp | alarm_device | 274 Reservoir Avenue | AL
Manual Station Front entrance | alarm_device | 274 Reservoir Avenue | AL
Smoke Detector 2nd floor stair | alarm_device | 274 Reservoir Avenue | AL
Manual Station 2nd floor by conference | alarm_device | 274 Reservoir Avenue | AL
Building 3 | extinguisher_group | 274 Reservoir Avenue | EXT
10 lb. ABC Outside kitchen | extinguisher | 274 Reservoir Avenue | EXT
10 lb. ABC Basement | extinguisher | 274 Reservoir Avenue | EXT
10 lb. ABC Second floor | extinguisher | 274 Reservoir Avenue | EXT
ABC | extinguisher | 270 Rochambeau Avenue | EXT
Extinguishers 5 | extinguisher_group | 270 Rochambeau Avenue | EXT
10 lb. ABC front hall | extinguisher | 270 Rochambeau Avenue | EXT
FCI SBP Series ( 4 Zone ) Basement | alarm | 270 Rochambeau Avenue | AL
Alarm Device Group | alarm_device_group | 270 Rochambeau Avenue | AL
Smoke Detector 2nd Floor- Hallway Outside Stairwel | alarm_device | 270 Rochambeau Avenue | AL
Smoke Detector 2nd Floor- Office Outside Stairwell | alarm_device | 270 Rochambeau Avenue | AL
Smoke Detector 2nd Floor- Large Room ( Left Side ) | alarm_device | 270 Rochambeau Avenue | AL
Smoke Detector 2nd Floor- Large Room ( Right Side ) | alarm_device | 270 Rochambeau Avenue | AL
Heat Detector 2nd Floor- Closet in Large Room | alarm_device | 270 Rochambeau Avenue | AL
Smoke Detector 2nd Floor- Office | alarm_device | 270 Rochambeau Avenue | AL
Smoke Detector 2nd Floor- Office With TV | alarm_device | 270 Rochambeau Avenue | AL
Smoke Detector 2nd Floor Hallway Outside Womens Room | alarm_device | 270 Rochambeau Avenue | AL
Manual Station 2nd Floor- Hallway | alarm_device | 270 Rochambeau Avenue | AL
Heat Detector 1st Floor- Stairwell Landing | alarm_device | 270 Rochambeau Avenue | AL
Smoke Detector 1st Floor Hallway At Stairwell | alarm_device | 270 Rochambeau Avenue | AL
Heat Detector 1st Floor- Garage | alarm_device | 270 Rochambeau Avenue | AL
Heat Detector 1st Floor- Kitchen | alarm_device | 270 Rochambeau Avenue | AL
Heat Detector 1st Floor- Storage Closet By Stairwell | alarm_device | 270 Rochambeau Avenue | AL
Heat Detector 1st Floor- Supply Closet | alarm_device | 270 Rochambeau Avenue | AL
Smoke Detector 1st Floor-Hallway At Entrance | alarm_device | 270 Rochambeau Avenue | AL
Heat Detector 1st Floor- Coat Room | alarm_device | 270 Rochambeau Avenue | AL
Smoke Detector 1st Floor- Large Room ( Front ) | alarm_device | 270 Rochambeau Avenue | AL
Smoke Detector 1st Floor- Large Room ( Rear ) | alarm_device | 270 Rochambeau Avenue | AL
Heat Detector Basement- Above FACP | alarm_device | 270 Rochambeau Avenue | AL
Heat Detector 2nd Floor- Large Room ( Right Side Closet) | alarm_device | 270 Rochambeau Avenue | AL
0 20 lb. ABC Garage near sink | extinguisher | 270 Rochambeau Avenue | EXT
10 lb. ABC Garage near break room | extinguisher | 270 Rochambeau Avenue | EXT
10 lb. ABC Outside kitchen | extinguisher | 270 Rochambeau Avenue | EXT
0 10 lb. ABC Stairs to basement | extinguisher | 270 Rochambeau Avenue | EXT
10 lb. ABC Upstairs near staurs | extinguisher | 270 Rochambeau Avenue | EXT
Alarm System | alarm | 270 Rochambeau Avenue | AL
ABC | extinguisher | 591 Charles Street | EXT
Extinguisher 11 | extinguisher_group | 591 Charles Street | EXT
. 20 lb. ABC front area | extinguisher | 591 Charles Street | EXT
. 20 lb. ABC spare in cage | extinguisher | 591 Charles Street | EXT
. 20 lb. ABC garage at cage | extinguisher | 591 Charles Street | EXT
. 20 lb. ABC garage middle pole | extinguisher | 591 Charles Street | EXT
. 10 lb. ABC garage rear exit | extinguisher | 591 Charles Street | EXT
. 10 lb. ABC lobby | extinguisher | 591 Charles Street | EXT
. 10 lb. ABC elevator machine rm | extinguisher | 591 Charles Street | EXT
. 10 lb. ABC lobby by training center | extinguisher | 591 Charles Street | EXT
. 10 lb. ABC 2nd floor outside rm 200 | extinguisher | 591 Charles Street | EXT
. 10 lb. ABC 2nd floor by elevator | extinguisher | 591 Charles Street | EXT
. 20 lb. ABC 2nd floor Emergency Operations Center | extinguisher | 591 Charles Street | EXT
Firelite MS-9200UDLS Lower Level Electrical Room ¦ Q1 053 | alarm | 591 Charles Street | AL
Wet garage | sprinkler | 591 Charles Street | SP
Front Entrance MB #053 | monitoring_communicator | 591 Charles Street | ALMON
Annunciators Front Entrance | ancillary_alarm_device | 591 Charles Street | AL
Electrical Room # 103 | alarm_secondary_power_supply | 591 Charles Street | AL
Smoke Detector Q1-1st Floor- Elevator Room # 102 | alarm_device | 591 Charles Street | AL
Smoke Detector Q1-1st Floor- Back Hallway By Room #105 ( Data Room ) | alarm_device | 591 Charles Street | AL
Heat Detector Q1-1st Floor- Above Ceiling | alarm_device | 591 Charles Street | AL
Smoke Detector Q1-1st Floor-Directorâ€™s Office Room #101 | alarm_device | 591 Charles Street | AL
Smoke Detector Q1-1st Floor- Hallway By Menâ€™s Room | alarm_device | 591 Charles Street | AL
Smoke Detector Q1-1st Floor - Hallway Outside Training Room #100 | alarm_device | 591 Charles Street | AL
Smoke Detector Q2-1st Floor- Vestible | alarm_device | 591 Charles Street | AL
Heat Detector Q2-1st Floor Conference Room | alarm_device | 591 Charles Street | AL
Heat Detector Q2-1st Floor- Main Lobby ( By Vault ) | alarm_device | 591 Charles Street | AL
Heat Detector Q2-Main Lobby ( Center Area ) | alarm_device | 591 Charles Street | AL
Heat Detector Q2-1st Floor- Main Lobby By Entrance | alarm_device | 591 Charles Street | AL
Heat Detector Q2-1st Floor- Room #106 | alarm_device | 591 Charles Street | AL
Smoke Detector Q2-1st Floor- Stairs By Training Room #100 | alarm_device | 591 Charles Street | AL
Smoke Detector Q2-1st Floor- Main Office | alarm_device | 591 Charles Street | AL
Smoke Detector Q2-1st Floor-Front Lobby | alarm_device | 591 Charles Street | AL
Heat Detector Q2-1st Floor- Above Ceiling ( Data Room ) | alarm_device | 591 Charles Street | AL
Smoke Detector Q2-1st Floor- Training Room #100 | alarm_device | 591 Charles Street | AL
Smoke Detector Q2-1st Floor- Training Room #100 | alarm_device | 591 Charles Street | AL
Smoke Detector Q2-Basement- Stairs | alarm_device | 591 Charles Street | AL
Smoke Detector Q2-1st Floor Training Room #100 | alarm_device | 591 Charles Street | AL
Smoke Detector Q2-1st Floor- Training Room #100 | alarm_device | 591 Charles Street | AL
Smoke Detector Q3-2nd Floor- Room #200 | alarm_device | 591 Charles Street | AL
Smoke Detector Q3-2nd Floor- Stairs By Room# 200 | alarm_device | 591 Charles Street | AL
Smoke Detector Q3-2nd Floor Hallway Outside Room #200 | alarm_device | 591 Charles Street | AL
Smoke Detector Q3-2nd Floor- Menâ€™s Room | alarm_device | 591 Charles Street | AL
Smoke Detector Q3-2nd Floor- Womenâ€™s Room | alarm_device | 591 Charles Street | AL
Smoke Detector Q3-2nd Floor- Hallway Outside Break Room #202 | alarm_device | 591 Charles Street | AL
Heat Detector Q3-2nd Floor - Main Room | alarm_device | 591 Charles Street | AL
Duct Detector Q3-RTU #4 | alarm_device | 591 Charles Street | AL
Heat Detector Q3-2nd Floor- Main Room | alarm_device | 591 Charles Street | AL
Heat Detector Q3-2nd Floor- Main Room | alarm_device | 591 Charles Street | AL
Heat Detector Q3-2nd Floor- Main Room | alarm_device | 591 Charles Street | AL
Heat Detector Q3-2nd Floor- Top Of Elevator | alarm_device | 591 Charles Street | AL
Smoke Detector Q3- 2nd Floor- Stairs | alarm_device | 591 Charles Street | AL
Smoke Detector Q3-2nd Floor- Hallway At Elevator | alarm_device | 591 Charles Street | AL
Heat Detector Q4-2nd Floor- Control Room | alarm_device | 591 Charles Street | AL
Heat Detector Q4--2nd Floor-Above Ceiling Cont Room | alarm_device | 591 Charles Street | AL
Heat Detector Q4-2nd Floor- Above Ceiling ( Bathroom conference rm) | alarm_device | 591 Charles Street | AL
Heat Detector Q4-2nd Floor- Above Ceiling ( Conference Room ) | alarm_device | 591 Charles Street | AL
Heat Detector Q4-2nd Floor- Above Ceiling ( Copy Room ) | alarm_device | 591 Charles Street | AL
Smoke Detector Q4-1st Floor- Above FACP | alarm_device | 591 Charles Street | AL
Heat Detector Q4-Basement- Tunnel | alarm_device | 591 Charles Street | AL
Heat Detector Q4-Basement-Storage | alarm_device | 591 Charles Street | AL
Heat Detector Q4-Basement- Tunnel | alarm_device | 591 Charles Street | AL
Heat Detector Q4-Basement- Tunnel | alarm_device | 591 Charles Street | AL
Smoke Detector Q4-1st Floor- Data Room #106 | alarm_device | 591 Charles Street | AL
Smoke Detector Q4-1st Floor- Hallway Outside Elevator | alarm_device | 591 Charles Street | AL
Smoke Detector Q4-1st Floor- Hallway Outside Press Room | alarm_device | 591 Charles Street | AL
Manual Station Q4-1st Floor- Vestibule By Training Room #100 | alarm_device | 591 Charles Street | AL
Manual Station Q1-1st Floor- Training Room #100 | alarm_device | 591 Charles Street | AL
Manual Station Q1-2nd Floor - Stairs By Room #200 | alarm_device | 591 Charles Street | AL
Manual Station Q1-1st Floor- Near Garage | alarm_device | 591 Charles Street | AL
Manual Station Q1- 1st Floor- Garage Exit | alarm_device | 591 Charles Street | AL
Manual Station Q1-2nd Floor- Main Room | alarm_device | 591 Charles Street | AL
Manual Station Q1-2nd Floor- Hallway Outside Control Room | alarm_device | 591 Charles Street | AL
Manual Station Q1-Basement | alarm_device | 591 Charles Street | AL
Manual Station Q1-Main Lobby | alarm_device | 591 Charles Street | AL
Manual Station Q1-Main Lobby | alarm_device | 591 Charles Street | AL
Wet Garage First Floor System | sprinkler | 591 Charles Street | SP
Tamper Switch Lower Level Garage City | sprinkler_alarm_device | 591 Charles Street | SP
Tamper Switch Lower Level Garage System | sprinkler_alarm_device | 591 Charles Street | SP
Tamper Switch Lower Level Garage First Floor System | sprinkler_alarm_device | 591 Charles Street | SP
Waterflow Device Lower Level Garage Main First Floor System | sprinkler_alarm_device | 591 Charles Street | SP
Wet Lower Level Garage Second Floor System | sprinkler | 591 Charles Street | SP
Waterflow Device Lower Level Garage Second Floor System | sprinkler_alarm_device | 591 Charles Street | SP
Tamper Switch Lower Level Garage Second Floor System | sprinkler_alarm_device | 591 Charles Street | SP
Exterior of the Facility West | fire_department_connection | 591 Charles Street | SP
Ames Colt NA1876 Lower Level Garage | backflow | 591 Charles Street | BF
Q2 15 | alarm_device_group | 591 Charles Street | AL
Q3 14 | alarm_device_group | 591 Charles Street | AL
Q4 14 | alarm_device_group | 591 Charles Street | AL
Waterflow Device Lower level garage / Main Flowswitch | sprinkler_alarm_device | 591 Charles Street | SP
Garage | control_valve | 591 Charles Street | SP
Garage | control_valve | 591 Charles Street | SP
Garage | control_valve | 591 Charles Street | SP
Garage | control_valve | 591 Charles Street | SP
Garage next to Sprinkler Riser | sprinkler_space | 591 Charles Street | SP
Garage next to Sprinkler Riser | sprinkler_space | 591 Charles Street | SP
Garage next to Sprinkler Riser | sprinkler_space | 591 Charles Street | SP
Sprinkler Devices 7 | alarm_device_group | 591 Charles Street | AL
Tamper Switch City Side | alarm_device | 591 Charles Street | AL
Tamper Switch System Side | alarm_device | 591 Charles Street | AL
Tamper Switch 1st Floor | alarm_device | 591 Charles Street | AL
Tamper Switch 2nd Floor | alarm_device | 591 Charles Street | AL
Waterflow Device Main | alarm_device | 591 Charles Street | AL
Waterflow Device 1st Floor | alarm_device | 591 Charles Street | AL
Waterflow Device 2nd Floor | alarm_device | 591 Charles Street | AL
Garage next to Sprinkler Riser | sprinkler_space | 591 Charles Street | SP
Heat Detector Q-1 A/C First floor data room 106 | alarm_device | 591 Charles Street | AL
Heat Detector Q-1 first floor A/C data room 106 | alarm_device | 591 Charles Street | AL
ABC Varied | extinguisher | 1000 Elmwood Avenue | EXT
Extinguishers 10 | extinguisher_group | 1000 Elmwood Avenue | EXT
. 5 lb. ABC stable entry from office | extinguisher | 1000 Elmwood Avenue | EXT
. 5 lb. ABC stable near wash bay | extinguisher | 1000 Elmwood Avenue | EXT
. 5 lb. ABC stable near line shaving storage | extinguisher | 1000 Elmwood Avenue | EXT
. 5 lb. ABC 2nd floor in stable top of stairs | extinguisher | 1000 Elmwood Avenue | EXT
. 5 lb. ABC 2nd floor of stable middle in between openable doors | extinguisher | 1000 Elmwood Avenue | EXT
B78543770 5 lb. ABC upstairs | extinguisher | 1000 Elmwood Avenue | EXT
. 5 lb. ABC 2nd floor of stable middle area left openable door | extinguisher | 1000 Elmwood Avenue | EXT
. 10 lb. ABC Inside area at door â€œBâ€ | extinguisher | 1000 Elmwood Avenue | EXT
. 10 lb. ABC Inside arena at door â€œAâ€ | extinguisher | 1000 Elmwood Avenue | EXT
. 10 lb. ABC Inside arena at door â€œCâ€ | extinguisher | 1000 Elmwood Avenue | EXT
FireLite MS-5UD Main building hallway MB #7919 | alarm | 1000 Elmwood Avenue | AL
Dry Office Sprinkler Closet | sprinkler | 1000 Elmwood Avenue | SP
Hallway At FACP MB #7919 | monitoring_communicator | 1000 Elmwood Avenue | ALMON
Smoke Detector Q1-Main Building- Hallway At FACP | alarm_device | 1000 Elmwood Avenue | AL
Manual Station Q1-Main Building- Hallway At FACP | alarm_device | 1000 Elmwood Avenue | AL
Manual Station Q1-Main Building- Side Exit Stable Area | alarm_device | 1000 Elmwood Avenue | AL
Manual Station Q2-Arena- Right Side Exit | alarm_device | 1000 Elmwood Avenue | AL
Manual Station Q2-Arena- Left Side Exit | alarm_device | 1000 Elmwood Avenue | AL
Heat Detector Q2-Arena- Rear Left Row | alarm_device | 1000 Elmwood Avenue | AL
Heat Detector Q2-Arena- Rear Middle Row ( Left ) | alarm_device | 1000 Elmwood Avenue | AL
Heat Detector Q3-Arena- Rear Middle Row ( Right ) | alarm_device | 1000 Elmwood Avenue | AL
Heat Detector Q3-Arena- Rear Right Row | alarm_device | 1000 Elmwood Avenue | AL
Heat Detector Q3-Arena- Front Row Left | alarm_device | 1000 Elmwood Avenue | AL
Heat Detector Q4-Area- Front Row Middle ( Left ) | alarm_device | 1000 Elmwood Avenue | AL
Heat Detector Q4-Arena- Front Row Middle ( Right ) | alarm_device | 1000 Elmwood Avenue | AL
Heat Detector Q4-Arena- Front Row Right | alarm_device | 1000 Elmwood Avenue | AL
Sprinkler 2 | alarm_device_group | 1000 Elmwood Avenue | AL
Office Sprinkler Closet | control_valve | 1000 Elmwood Avenue | SP
Pressure Switch Office Sprinkler Riser Room | sprinkler_alarm_device | 1000 Elmwood Avenue | SP
Middle Stable Drum Drip | auxiliary_drain | 1000 Elmwood Avenue | SP
Office Sprinkler Closet | sprinkler_space | 1000 Elmwood Avenue | SP
General OL36550AC | compressor | 1000 Elmwood Avenue | CCTRL
Front of the Building | fire_department_connection | 1000 Elmwood Avenue | SP
Office Sprinkler Closet | sprinkler_space | 1000 Elmwood Avenue | SP
Office Sprinkler Closet | sprinkler_space | 1000 Elmwood Avenue | SP
Main Office Dry Valve Trim Piping | auxiliary_drain | 1000 Elmwood Avenue | SP
Main Office @ Dry Sprinkler Riser Dry Valve Trim Piping | auxiliary_drain | 1000 Elmwood Avenue | SP
Tamper Switch Office sprinkler closet | alarm_device | 1000 Elmwood Avenue | AL
Waterflow Device Office sprinkler closet | alarm_device | 1000 Elmwood Avenue | AL
Tamper Switch Office Sprinkler Riser Room | sprinkler_alarm_device | 1000 Elmwood Avenue | SP
. 5 lb. ABC 2nd floor of stable middle area right openable door | extinguisher | 1000 Elmwood Avenue | EXT
Alarm System | alarm | 674 Prairie Avenue | AL
FCI 72 Front Entrance MB 5711 | alarm | 438 Hope Street | AL
Vincent brown rec center 4 | extinguisher_group | 438 Hope Street | EXT
. 10 lb. ABC Front elec room | extinguisher | 438 Hope Street | EXT
. 10 lb. ABC Outside office | extinguisher | 438 Hope Street | EXT
. 20 lb. ABC Employees only air handler room | extinguisher | 438 Hope Street | EXT
. 5 lb. ABC Ours restrooms | extinguisher | 438 Hope Street | EXT
Q2 9 | alarm_device_group | 438 Hope Street | AL
Q3 8 | alarm_device_group | 438 Hope Street | AL
Q4 9 | alarm_device_group | 438 Hope Street | AL
Front Entrance MB 5711 | monitoring_communicator | 438 Hope Street | ALMON
Manual Station Q2-Front Entrance | alarm_device | 438 Hope Street | AL
Heat Detector Q2-Electrical Closet | alarm_device | 438 Hope Street | AL
Smoke Detector Q2-Hallway On Ramp | alarm_device | 438 Hope Street | AL
Manual Station Q2-Hallway On Ramp | alarm_device | 438 Hope Street | AL
Heat Detector Q2-0ffice | alarm_device | 438 Hope Street | AL
Heat Detector Q3-Office- Closet | alarm_device | 438 Hope Street | AL
Heat/Smoke Detector Q3-Hallway Outside Comm. Room | alarm_device | 438 Hope Street | AL
Heat Detector Q3-Employees Only Room | alarm_device | 438 Hope Street | AL
Heat Detector Q3-Employees Only Room- Closet | alarm_device | 438 Hope Street | AL
Heat Detector Q3-Comm. Room ( Front ) | alarm_device | 438 Hope Street | AL
Heat Detector Q3-Comm. Room ( Rear ) | alarm_device | 438 Hope Street | AL
Heat Detector Q3-Comm. Room - Above Ceiling ( Front ) | alarm_device | 438 Hope Street | AL
Heat Detector Q3-Comm. Room - Above Ceiling ( Rear ) | alarm_device | 438 Hope Street | AL
Heat Detector Q4-Employees Only Room - Above Ceiling | alarm_device | 438 Hope Street | AL
Heat/Smoke Detector Q4-Hallway Outside Gym | alarm_device | 438 Hope Street | AL
Smoke Detector Q4-Hallway Outside Jan. Closet | alarm_device | 438 Hope Street | AL
Heat Detector Q4-Jan. Closet | alarm_device | 438 Hope Street | AL
Manual Station Q4-Equipment Room | alarm_device | 438 Hope Street | AL
Heat Detector Q4-Equipment Room | alarm_device | 438 Hope Street | AL
Smoke Detector Q4-Hallway Outside Lockers Room | alarm_device | 438 Hope Street | AL
Manual Station Q4-Hallway Outside Locker Rooms | alarm_device | 438 Hope Street | AL
Heat Detector Q4-Ladies Locker Room | alarm_device | 438 Hope Street | AL
Heat Detector Q1-Mens Locker Room | alarm_device | 438 Hope Street | AL
Heat Detector Q1-Gym- Front Left | alarm_device | 438 Hope Street | AL
Heat Detector Q1-Gym | alarm_device | 438 Hope Street | AL
Heat Detector Q1-Gym | alarm_device | 438 Hope Street | AL
Heat Detector Q1-Gym | alarm_device | 438 Hope Street | AL
Heat Detector Q1-Gym | alarm_device | 438 Hope Street | AL
Heat Detector Q1-Gym | alarm_device | 438 Hope Street | AL
Heat Detector Q1- Gym- Storage | alarm_device | 438 Hope Street | AL
Manual Station Q2-Side Left Hallway Behind FACP | alarm_device | 438 Hope Street | AL
Smoke Detector Q2-Side Hallway Behind FACP | alarm_device | 438 Hope Street | AL
Smoke Detector Q2-Side Hallway Behind FACP | alarm_device | 438 Hope Street | AL
Manual Station Q2-Gym- By Exit | alarm_device | 438 Hope Street | AL
Heat Detector Q1- Gym- Storage | alarm_device | 438 Hope Street | AL
Heat Detector Q1-Gym | alarm_device | 438 Hope Street | AL
Heat Detector Q1-Gym | alarm_device | 438 Hope Street | AL
Heat Detector Q1-Gym | alarm_device | 438 Hope Street | AL
Heat Detector Q1-Gym | alarm_device | 438 Hope Street | AL
Heat Detector Q1-Gym | alarm_device | 438 Hope Street | AL
Heat Detector Q1-Gym | alarm_device | 438 Hope Street | AL
Heat Detector Q1-Mens Locker Room | alarm_device | 438 Hope Street | AL
Heat Detector Q2-0ffice | alarm_device | 438 Hope Street | AL
Heat Detector Q2-Electrical Closet | alarm_device | 438 Hope Street | AL
Manual Station Q2-Front Entrance | alarm_device | 438 Hope Street | AL
Manual Station Q2-Gym- By Exit | alarm_device | 438 Hope Street | AL
Smoke Detector Q2-Hallway On Ramp | alarm_device | 438 Hope Street | AL
Manual Station Q2-Hallway On Ramp | alarm_device | 438 Hope Street | AL
Smoke Detector Q2-Side Hallway Behind FACP | alarm_device | 438 Hope Street | AL
Smoke Detector Q2-Side Hallway Behind FACP | alarm_device | 438 Hope Street | AL
Manual Station Q2-Side Left Hallway Behind FACP | alarm_device | 438 Hope Street | AL
Heat Detector Q3-Comm. Room - Above Ceiling ( Rear ) no access | alarm_device | 438 Hope Street | AL
Heat Detector Q3-Comm. Room - Above Ceiling ( Front ) no access | alarm_device | 438 Hope Street | AL
Heat Detector Q3-Comm. Room ( Front ) | alarm_device | 438 Hope Street | AL
Heat Detector Q3-Comm. Room ( Rear ) | alarm_device | 438 Hope Street | AL
Heat Detector Q3-Employees Only Room | alarm_device | 438 Hope Street | AL
Heat Detector Q3-Employees Only Room- Closet | alarm_device | 438 Hope Street | AL
Heat/Smoke Detector Q3-Hallway Outside Comm. Room | alarm_device | 438 Hope Street | AL
Heat Detector Q3-Office- Closet | alarm_device | 438 Hope Street | AL
Heat Detector Q4-Employees Only Room - Above Ceiling | alarm_device | 438 Hope Street | AL
Manual Station Q4-Equipment Room | alarm_device | 438 Hope Street | AL
Heat Detector Q4-Equipment Room | alarm_device | 438 Hope Street | AL
Heat/Smoke Detector Q4-Hallway Outside Gym | alarm_device | 438 Hope Street | AL
Smoke Detector Q4-Hallway Outside Jan. Closet | alarm_device | 438 Hope Street | AL
Manual Station Q4-Hallway Outside Locker Rooms | alarm_device | 438 Hope Street | AL
Smoke Detector Q4-Hallway Outside Lockers Room | alarm_device | 438 Hope Street | AL
Heat Detector Q4-Jan. Closet | alarm_device | 438 Hope Street | AL
Heat Detector Q4-Ladies Locker Room | alarm_device | 438 Hope Street | AL
Firelite Es=300x Office Masterbox# 1955 | alarm | 349 West Fountain Street | AL
Office Masterbox# 1955 | monitoring_communicator | 349 West Fountain Street | ALMON
At FACP | alarm_secondary_power_supply | 349 West Fountain Street | AL
Heat Detector Q2-7th Floor - Outside Elevator | alarm_device | 349 West Fountain Street | AL
Manual Station Q2-7th Floor- Outside Elevator | alarm_device | 349 West Fountain Street | AL
Manual Station Q2-6th Floor- Across Parking Lot At Stairwell | alarm_device | 349 West Fountain Street | AL
Heat Detector Q2-6th Floor- Outside Elevator | alarm_device | 349 West Fountain Street | AL
Manual Station Q2-6th Floor- Outside Elevator | alarm_device | 349 West Fountain Street | AL
Manual Station Q2-5th Floor- Across parking lot at stairwell | alarm_device | 349 West Fountain Street | AL
Heat Detector Q2-5th Floor- Outside Elevator | alarm_device | 349 West Fountain Street | AL
Manual Station Q2-5th Floor- Outside Elevator | alarm_device | 349 West Fountain Street | AL
Manual Station Q1-4th Floor- Across parking lot at stairwell | alarm_device | 349 West Fountain Street | AL
Heat Detector Q1-4th Floor- Outside Elevator | alarm_device | 349 West Fountain Street | AL
Manual Station Q1-4th Floor- Outside Elevator | alarm_device | 349 West Fountain Street | AL
Manual Station Q1-3rd Floor- Across parking lot at stairwell | alarm_device | 349 West Fountain Street | AL
Heat Detector Q1-3rd Floor- Outside Elevator | alarm_device | 349 West Fountain Street | AL
Manual Station Q1-3rd Floor- Outside Elevator | alarm_device | 349 West Fountain Street | AL
Manual Station Q1-2nd Floor- Across parking lot at stairwell | alarm_device | 349 West Fountain Street | AL
Heat Detector Q4-2nd Floor- Outside Elevator | alarm_device | 349 West Fountain Street | AL
Manual Station Q4-2nd Floor- Outside Elevator | alarm_device | 349 West Fountain Street | AL
Manual Station Q4-1st Floor- Across parking lot at stairwell | alarm_device | 349 West Fountain Street | AL
Manual Station Q4-1st Floor- By Garage Doors | alarm_device | 349 West Fountain Street | AL
Manual Station Q4-1st Floor- Right Of Elevator | alarm_device | 349 West Fountain Street | AL
Smoke Detector Q4-1st Floor- Outside Elevator | alarm_device | 349 West Fountain Street | AL
Manual Station Q4-1st Floor- Left Of Elevator | alarm_device | 349 West Fountain Street | AL
Smoke Detector Q3-7th Floor- Electrical Room | alarm_device | 349 West Fountain Street | AL
Smoke Detector Q3-6th Floor- Electrical Room | alarm_device | 349 West Fountain Street | AL
Smoke Detector Q3-5th Floor- Electrical Room | alarm_device | 349 West Fountain Street | AL
Smoke Detector Q3-4th Floor- Electrical Room | alarm_device | 349 West Fountain Street | AL
Smoke Detector Q3-3rd Floor- Electrical Room | alarm_device | 349 West Fountain Street | AL
Smoke Detector Q3-2nd Floor- Electrical Room | alarm_device | 349 West Fountain Street | AL
Smoke Detector Q3-1st Floor- Electrical Room | alarm_device | 349 West Fountain Street | AL
Heat Detector Q2-7th Floor Far Stair | alarm_device | 349 West Fountain Street | AL
Alarm System | alarm | 11 West Drive | AL
Carriage House (Parks dept. 8 | extinguisher_group | 1000 Elmwood Ave | EXT
F99692155 B456 20 10 lb. ABC Front hallway | extinguisher | 1000 Elmwood Ave | EXT
F99692147 B456 20 10 lb. ABC Shop | extinguisher | 1000 Elmwood Ave | EXT
S407057 10 lb. ABC Shop | extinguisher | 1000 Elmwood Ave | EXT
na 20 lb. ABC Stock room | extinguisher | 1000 Elmwood Ave | EXT
AU509267 10 lb. ABC Rear entrance | extinguisher | 1000 Elmwood Ave | EXT
F99678604 B456 20 10 lb. ABC Upstairs | extinguisher | 1000 Elmwood Ave | EXT
F99678610 B456 20 10 lb. ABC File storage | extinguisher | 1000 Elmwood Ave | EXT
F88832565 B456 20 10 lb. ABC 2nd fl office | extinguisher | 1000 Elmwood Ave | EXT
Vehicle storage building 11 | extinguisher_group | 1000 Elmwood Ave | EXT
B10M 10 lb. ABC Bay 2 | extinguisher | 1000 Elmwood Ave | EXT
E94133986 10 lb. ABC Back of bay 2 | extinguisher | 1000 Elmwood Ave | EXT
AB402-18 5 lb. ABC Small engine repair room rear | extinguisher | 1000 Elmwood Ave | EXT
NM-603623 10 lb. ABC Small engine repair front | extinguisher | 1000 Elmwood Ave | EXT
10MB8H98 10 lb. ABC Small engine repair front door | extinguisher | 1000 Elmwood Ave | EXT
na 5 lb. ABC Small engine repair upstairs | extinguisher | 1000 Elmwood Ave | EXT
BF-103235 10 lb. ABC Cold Side front right | extinguisher | 1000 Elmwood Ave | EXT
ZH577981 10 lb. ABC Cold side back right | extinguisher | 1000 Elmwood Ave | EXT
F99713545 B456 20 10 lb. ABC Cold side back left | extinguisher | 1000 Elmwood Ave | EXT
na 10 lb. ABC Cold side front left | extinguisher | 1000 Elmwood Ave | EXT
na 10 lb. ABC Cold side front left | extinguisher | 1000 Elmwood Ave | EXT
Poly house 1 2 | extinguisher_group | 1000 Elmwood Ave | EXT
X-AA10S 10 lb. ABC Back | extinguisher | 1000 Elmwood Ave | EXT
I-35056519 10 lb. ABC Poly house 2 | extinguisher | 1000 Elmwood Ave | EXT
Blue tent building 2 | extinguisher_group | 1000 Elmwood Ave | EXT
na 10 lb. ABC Alarm panel | extinguisher | 1000 Elmwood Ave | EXT
na 20 lb. ABC Tent | extinguisher | 1000 Elmwood Ave | EXT
WPA building 6 | extinguisher_group | 1000 Elmwood Ave | EXT
10HISA80ABC 10 lb. ABC Break room | extinguisher | 1000 Elmwood Ave | EXT
YG834532 10 lb. ABC Basement | extinguisher | 1000 Elmwood Ave | EXT
10MB8H98 10 lb. ABC Shop | extinguisher | 1000 Elmwood Ave | EXT
XSY-1014 10 lb. ABC Center bay | extinguisher | 1000 Elmwood Ave | EXT
C94627216 5 lb. ABC Bay 3 | extinguisher | 1000 Elmwood Ave | EXT
XU794701 10 lb. ABC 1st bay | extinguisher | 1000 Elmwood Ave | EXT
Botanical 28 | extinguisher_group | 1000 Elmwood Ave | EXT
BC163351 10 lb. ABC Pump room/ break room | extinguisher | 1000 Elmwood Ave | EXT
na 10 lb. ABC Rear room hall | extinguisher | 1000 Elmwood Ave | EXT
RP-544969 10 lb. ABC Green house rear | extinguisher | 1000 Elmwood Ave | EXT
BE700277 10 lb. ABC Green house front | extinguisher | 1000 Elmwood Ave | EXT
AB441-06 10 lb. ABC Front right | extinguisher | 1000 Elmwood Ave | EXT
B441-00 10 lb. ABC Left entrance | extinguisher | 1000 Elmwood Ave | EXT
na 10 lb. ABC Little sprouts front | extinguisher | 1000 Elmwood Ave | EXT
ADV-10 10 lb. ABC Green house | extinguisher | 1000 Elmwood Ave | EXT
AB456-15 10 lb. ABC Green house back | extinguisher | 1000 Elmwood Ave | EXT
BW716096 10 lb. ABC Hall | extinguisher | 1000 Elmwood Ave | EXT
M-284081 10 lb. ABC Middle | extinguisher | 1000 Elmwood Ave | EXT
AY615492 10 lb. ABC Office door | extinguisher | 1000 Elmwood Ave | EXT
na 10 lb. ABC Office hall left | extinguisher | 1000 Elmwood Ave | EXT
na 10 lb. ABC Office hall | extinguisher | 1000 Elmwood Ave | EXT
ZM10525 5 lb. ABC Office storage | extinguisher | 1000 Elmwood Ave | EXT
XA10T 10 lb. ABC Boiler room | extinguisher | 1000 Elmwood Ave | EXT
K01-3 6 L. K Casino kitchen | extinguisher | 1000 Elmwood Ave | EXT
NM-598783 10 lb. ABC Basement Hal | extinguisher | 1000 Elmwood Ave | EXT
XY385319 10 lb. ABC Basement hallway | extinguisher | 1000 Elmwood Ave | EXT
XE954935 10 lb. ABC Boiler room | extinguisher | 1000 Elmwood Ave | EXT
C-762393 10 lb. ABC Electric room | extinguisher | 1000 Elmwood Ave | EXT
A34368830 10 lb. ABC Electric room | extinguisher | 1000 Elmwood Ave | EXT
5MB-6H 5 lb. ABC Office | extinguisher | 1000 Elmwood Ave | EXT
XA10T 10 lb. ABC 1st floor left | extinguisher | 1000 Elmwood Ave | EXT
AB456-16 10 lb. ABC 1st fl rear | extinguisher | 1000 Elmwood Ave | EXT
YW296353 10 lb. ABC 2nd fl left | extinguisher | 1000 Elmwood Ave | EXT
AB456-12 10 lb. ABC 2nd fl right | extinguisher | 1000 Elmwood Ave | EXT
na 5 lb. ABC Elevator machine room | extinguisher | 1000 Elmwood Ave | EXT
Boat House 4 | extinguisher_group | 1000 Elmwood Ave | EXT
E96304518 5 lb. ABC Front foyer | extinguisher | 1000 Elmwood Ave | EXT
ADV-10 10 lb. ABC 1st fl | extinguisher | 1000 Elmwood Ave | EXT
I-35057060 10 lb. ABC 2nd fl | extinguisher | 1000 Elmwood Ave | EXT
na 10 lb. ABC Basement airs | extinguisher | 1000 Elmwood Ave | EXT
Betsy Williams Cottage 3 | extinguisher_group | 1000 Elmwood Ave | EXT
5MB-6H-05 5 lb. ABC Back door outside bathroom | extinguisher | 1000 Elmwood Ave | EXT
ADV-10 10 lb. ABC Upstairs | extinguisher | 1000 Elmwood Ave | EXT
CB956003 5 lb. ABC Basement | extinguisher | 1000 Elmwood Ave | EXT
North Burial Ground 6 | extinguisher_group | 1000 Elmwood Ave | EXT
AE655138 10 lb. ABC Front office | extinguisher | 1000 Elmwood Ave | EXT
G15100419 B402 20 5 lb. ABC Behind counter | extinguisher | 1000 Elmwood Ave | EXT
H-15476638 10 lb. ABC Back office | extinguisher | 1000 Elmwood Ave | EXT
B76403342 10 lb. ABC Maintenance garage | extinguisher | 1000 Elmwood Ave | EXT
B81350652 10 lb. ABC Tool room | extinguisher | 1000 Elmwood Ave | EXT
B70357052 10 lb. ABC 1st bay | extinguisher | 1000 Elmwood Ave | EXT
Alarm System | alarm | 20 Ernest Street | AL
Elmwood Community Center (done while building under construction) 7 | extinguisher_group | 75 Atlantic Avenue | EXT
. 10 lb. ABC 2nd floor large room | extinguisher | 75 Atlantic Avenue | EXT
. 10 lb. ABC 2nd floor top of stairs | extinguisher | 75 Atlantic Avenue | EXT
. 10 lb. ABC 1st floor bottom of stairs | extinguisher | 75 Atlantic Avenue | EXT
. 10 lb. ABC 1st floor gym entry near stairs | extinguisher | 75 Atlantic Avenue | EXT
. 10 lb. ABC 1st floor in possible future kitchen | extinguisher | 75 Atlantic Avenue | EXT
. 10 lb. ABC 1st floor gym near e door to outside | extinguisher | 75 Atlantic Avenue | EXT
. 10 lb. ABC Lower level outside sprinkler room | extinguisher | 75 Atlantic Avenue | EXT
Wet | sprinkler | 780 Allens Avenue | SP
Firelite UD-50 Main Entrance -Q1 1969 (780 Allenâ€™s Avenue) | alarm | 780 Allens Avenue | AL
Portables 4 | extinguisher_group | 780 Allens Avenue | EXT
1969 (780 Allenâ€™s Avenue) | monitoring_communicator | 780 Allens Avenue | ALMON
Manual Station Fitness Room | alarm_device | 780 Allens Avenue | AL
Manual Station Permit Center Entrance | alarm_device | 780 Allens Avenue | AL
Heat Detector Exam room | alarm_device | 780 Allens Avenue | AL
Heat Detector Server room | alarm_device | 780 Allens Avenue | AL
Smoke Detector Rear Hallway workspace | alarm_device | 780 Allens Avenue | AL
Smoke Detector Training room | alarm_device | 780 Allens Avenue | AL
Smoke Detector Training room | alarm_device | 780 Allens Avenue | AL
Heat Detector Kitchen area | alarm_device | 780 Allens Avenue | AL
Heat Detector Women room | alarm_device | 780 Allens Avenue | AL
Heat Detector Menâ€™s room | alarm_device | 780 Allens Avenue | AL
Smoke Detector Training room Hall middle | alarm_device | 780 Allens Avenue | AL
Smoke Detector Training room hallway | alarm_device | 780 Allens Avenue | AL
Heat Detector Mechanical room | alarm_device | 780 Allens Avenue | AL
Manual Station By FACP Entrance | alarm_device | 780 Allens Avenue | AL
10 lb. ABC Entrance | extinguisher | 780 Allens Avenue | EXT
10 lb. ABC Door 104 | extinguisher | 780 Allens Avenue | EXT
10 lb. ABC Basement | extinguisher | 780 Allens Avenue | EXT
10 lb. ABC Break room | extinguisher | 780 Allens Avenue | EXT
Fire Lite MS-9200 1st Floor Office Front by Entrance - Q1 2nd Floor + Lower Level Tool Room Area MB | alarm | 75 Chapman Street | AL
Wet | sprinkler | 75 Chapman Street | SP
Extinguisher repo 14 | extinguisher_group | 75 Chapman Street | EXT
10 lb. ABC Lobby | extinguisher | 75 Chapman Street | EXT
10 lb. ABC Bottom of stairs | extinguisher | 75 Chapman Street | EXT
10 lb. ABC Outside boiler rm | extinguisher | 75 Chapman Street | EXT
10 lb. ABC Boiler rm | extinguisher | 75 Chapman Street | EXT
10 lb. ABC Inside fire alarm room door | extinguisher | 75 Chapman Street | EXT
10 lb. ABC Next to coffee machine | extinguisher | 75 Chapman Street | EXT
10 lb. ABC Outside environmental storage | extinguisher | 75 Chapman Street | EXT
10 lb. ABC Upstairs by mini fridge | extinguisher | 75 Chapman Street | EXT
10 lb. ABC Upstairs staircase Dr | extinguisher | 75 Chapman Street | EXT
10 lb. ABC Outside kitchenette by womenâ€™s bathroom basement | extinguisher | 75 Chapman Street | EXT
10 lb. ABC Outside tool storage in basement | extinguisher | 75 Chapman Street | EXT
10 lb. ABC Basement copy room | extinguisher | 75 Chapman Street | EXT
10 lb. ABC Basement electrical room | extinguisher | 75 Chapman Street | EXT
20 lb. ABC Inside K&M TOOL EQUIPMENT ROOM REAR EXIT | extinguisher | 75 Chapman Street | EXT
By FACP MB #8325 | monitoring_communicator | 75 Chapman Street | ALMON
Manual Station 2nd Floor West | alarm_device | 75 Chapman Street | AL
Manual Station 2nd Floor West | alarm_device | 75 Chapman Street | AL
Manual Station 2nd Floor East Front | alarm_device | 75 Chapman Street | AL
Manual Station 2nd Floor East Side | alarm_device | 75 Chapman Street | AL
Smoke Detector 2nd Floor West Stair | alarm_device | 75 Chapman Street | AL
Smoke Detector 2nd Floor West | alarm_device | 75 Chapman Street | AL
Smoke Detector 2nd Floor West | alarm_device | 75 Chapman Street | AL
Smoke Detector 2nd Floor West | alarm_device | 75 Chapman Street | AL
Smoke Detector 2nd Floor West | alarm_device | 75 Chapman Street | AL
Smoke Detector 2nd Floor West Side Stair | alarm_device | 75 Chapman Street | AL
Smoke Detector 2nd Floor East Front Stair | alarm_device | 75 Chapman Street | AL
Smoke Detector 2nd Floor East | alarm_device | 75 Chapman Street | AL
Smoke Detector 2nd Floor East Conference Room | alarm_device | 75 Chapman Street | AL
Smoke Detector 2nd Floor East Side Stair | alarm_device | 75 Chapman Street | AL
Smoke Detector 2nd Floor East | alarm_device | 75 Chapman Street | AL
Heat Detector 2nd Floor East Storage | alarm_device | 75 Chapman Street | AL
Heat Detector 2nd Floor West I.T. Room | alarm_device | 75 Chapman Street | AL
Manual Station Lower Level Tool Room Rear Exit | alarm_device | 75 Chapman Street | AL
Heat Detector Lower Level Tool Room | alarm_device | 75 Chapman Street | AL
Heat Detector Lower Level Tool Room | alarm_device | 75 Chapman Street | AL
Heat Detector Lower Level Tool Room | alarm_device | 75 Chapman Street | AL
Heat Detector Lower Level Tool Room | alarm_device | 75 Chapman Street | AL
Heat Detector Lower Level Tool Room | alarm_device | 75 Chapman Street | AL
Heat Detector Lower Level Tool Room | alarm_device | 75 Chapman Street | AL
Heat Detector Lower Level Tool Room | alarm_device | 75 Chapman Street | AL
Heat Detector Lower Level Tool Room | alarm_device | 75 Chapman Street | AL
Q2 - 1st Floor East 15 | alarm_device_group | 75 Chapman Street | AL
Manual Station 1st Floor East Side Exit | alarm_device | 75 Chapman Street | AL
Manual Station 1st Floor East Front Exit | alarm_device | 75 Chapman Street | AL
Manual Station 1st Floor Main Foyer | alarm_device | 75 Chapman Street | AL
Heat Detector 1st Floor Mail Room | alarm_device | 75 Chapman Street | AL
Heat Detector 1st Floor East Electric Room | alarm_device | 75 Chapman Street | AL
Heat Detector 1st Floor East File Room | alarm_device | 75 Chapman Street | AL
Heat Detector 1st Floor East Utility #1 | alarm_device | 75 Chapman Street | AL
Heat Detector 1st Floor East Utility #2 | alarm_device | 75 Chapman Street | AL
Smoke Detector 1st Floor East Front Exit | alarm_device | 75 Chapman Street | AL
Smoke Detector 1st Floor East | alarm_device | 75 Chapman Street | AL
Smoke Detector 1st Floor East | alarm_device | 75 Chapman Street | AL
Smoke Detector 1st Floor East Side Exit | alarm_device | 75 Chapman Street | AL
Smoke Detector 1st Floor East | alarm_device | 75 Chapman Street | AL
Smoke Detector 1st Floor East | alarm_device | 75 Chapman Street | AL
Smoke Detector 1st Floor East | alarm_device | 75 Chapman Street | AL
Q3 - 1st Floor West 18 | alarm_device_group | 75 Chapman Street | AL
Manual Station 1st Floor at FACP | alarm_device | 75 Chapman Street | AL
Manual Station 1st Floor West Front Exit | alarm_device | 75 Chapman Street | AL
Manual Station 1st Floor West Side Exit | alarm_device | 75 Chapman Street | AL
Heat Detector 1st Floor West Storage | alarm_device | 75 Chapman Street | AL
Heat Detector 1st Floor Foyer File Room | alarm_device | 75 Chapman Street | AL
Heat Detector 1st Floor Storage Room | alarm_device | 75 Chapman Street | AL
Smoke Detector 1st Floor Foyer | alarm_device | 75 Chapman Street | AL
Smoke Detector 1st Floor Foyer | alarm_device | 75 Chapman Street | AL
Smoke Detector 1st Floor Foyer | alarm_device | 75 Chapman Street | AL
Smoke Detector 1st Floor West Side Exit | alarm_device | 75 Chapman Street | AL
Smoke Detector 1st Floor West | alarm_device | 75 Chapman Street | AL
Smoke Detector 1st Floor West | alarm_device | 75 Chapman Street | AL
Smoke Detector 1st Floor West | alarm_device | 75 Chapman Street | AL
Smoke Detector 1st Floor West | alarm_device | 75 Chapman Street | AL
Smoke Detector 1st Floor West Front Exit | alarm_device | 75 Chapman Street | AL
Smoke Detector 1st Floor West | alarm_device | 75 Chapman Street | AL
Smoke Detector 1st Floor West | alarm_device | 75 Chapman Street | AL
Smoke Detector 1st Floor at FACP | alarm_device | 75 Chapman Street | AL
Q4 - Lower Level 22 | alarm_device_group | 75 Chapman Street | AL
Manual Station Lower Level Lunch Room | alarm_device | 75 Chapman Street | AL
Manual Station Lower Level West | alarm_device | 75 Chapman Street | AL
Manual Station Lower Level East Rear | alarm_device | 75 Chapman Street | AL
Manual Station Lower Level East Front | alarm_device | 75 Chapman Street | AL
Heat Detector Lower Level East Storage | alarm_device | 75 Chapman Street | AL
Heat Detector Lower Level East Janitor Room | alarm_device | 75 Chapman Street | AL
Smoke Detector Lower Level Lunch Room Stair | alarm_device | 75 Chapman Street | AL
Smoke Detector Lower Level Lunch Room | alarm_device | 75 Chapman Street | AL
Smoke Detector Lower Level West | alarm_device | 75 Chapman Street | AL
Smoke Detector Lower Level I.T. Office | alarm_device | 75 Chapman Street | AL
Smoke Detector Lower Level West | alarm_device | 75 Chapman Street | AL
Smoke Detector Lower Level West | alarm_device | 75 Chapman Street | AL
Smoke Detector Lower Level West Front Stair | alarm_device | 75 Chapman Street | AL
Smoke Detector Lower Level East | alarm_device | 75 Chapman Street | AL
Smoke Detector Lower Level East Rear Exit | alarm_device | 75 Chapman Street | AL
Smoke Detector Lower Level East Front Front | alarm_device | 75 Chapman Street | AL
Heat Detector Lower Level East Storage | alarm_device | 75 Chapman Street | AL
Heat Detector Lower Level West Boiler Room | alarm_device | 75 Chapman Street | AL
Heat Detector Lower Level West Electric Room | alarm_device | 75 Chapman Street | AL
Heat Detector Lower Level West | alarm_device | 75 Chapman Street | AL
Heat Detector Lower Level West | alarm_device | 75 Chapman Street | AL
Heat Detector Lower Level Lunch Room | alarm_device | 75 Chapman Street | AL